## Eskom
|  | 2010-01-10 | 2010-02-10 | 2010-03-10 | 2010-04-10 | 2010-05-10 | 2010-06-10 | 2010-07-10 | 2010-08-10 | 2010-09-10 | 2010-10-10 | 2010-11-10 | 2010-12-10 | 2011-01-10 | 2011-02-10 | 2011-03-10 | 2011-04-10 | 2011-05-10 | 2011-06-10 | 2011-07-10 | 2011-08-10
Summary | Admin Charge | 2010-08-10: 21088.99; 2010-09-10: x; 2010-10-10: 21088.99
| Transmission Nework Charge | 2010-08-10: 446483.54; 2010-09-10: x; 2010-10-10: 437712.98
| Dist. Network Access Charge | 2010-08-10: 895632.66; 2010-09-10: x; 2010-10-10: 878039.17
| Network Charge Demand | 2010-08-10: 1141052.9; 2010-09-10: x; 2010-10-10: 1184113.68
| TX Network Access Charge @ rate | 2010-08-10: 3.35
| Utilized Capacity | 2010-08-10: 133278.6687
| Network Access Charge @ Rate | 2010-08-10: 6.72
| Utilized Capacity | 2010-08-10: 133278.6696
| Network Demand Charge @ rate | 2010-08-10: 12.73
| Maximum Demand kVA | 2010-08-10: 89634.9489
| DX Excess Network Access Charge | 2010-08-10: 46555.32; 2010-09-10: x; 2010-10-10: 138655.04
| DX Excess Network Access Charge @ | 2010-08-10: 3.35
| DX Excess Network Access kVA | 2010-08-10: 13897.1104
| Energy Charge (Off) kWh | 2010-08-10: 18884803; 2010-09-10: x; 2010-10-10: 18201378
| Energy Charge (Off) @ | 2010-08-10: 0.1977
| Energy Charge (Off) R | 2010-08-10: 3733525.52; 2010-09-10: x; 2010-10-10: 3099694.68
| Energy Charge (Peak) kWh | 2010-08-10: 4812144; 2010-09-10: x; 2010-10-10: 18201378
| Energy Charge (Peak) @ | 2010-08-10: 1.4238
| Energy Charge (Peak) R | 2010-08-10: 6851530.63; 2010-09-10: x; 2010-10-10: 3099694.68
| Energy Consumption Standard kWh | 2010-08-10: 13427687; 2010-09-10: x; 2010-10-10: 18201378
| Energy Charge (Off) @ | 2010-08-10: 0.3701
| Energy Charge (Off) R | 2010-08-10: 4969586.97; 2010-09-10: x; 2010-10-10: 3099694.68
| Energy Consumption All kWh | 2010-08-10: 47709691.7715
| Reactive Energy kVArh | 2010-08-10: 5423595; 2010-09-10: x; 2010-10-10: 0
| Reactive Energy @ | 2010-08-10: 0.0589
| Reactive Energy R | 2010-08-10: 319449.17; 2010-09-10: x; 2010-10-10: 0
| Electrification and rural subs (All) @ | 2010-08-10: 0.024044
| Electrification and rural subs (All) | 2010-08-10: 1147151.22; 2010-09-10: x; 2010-10-10: 1117192.81
| Environmental Levy @ | 2010-08-10: 0.015563
| Environmental Levy | 2010-08-10: 742492.7; 2010-09-10: x; 2010-10-10: 723102.14
| Service Charge | 2010-08-10: 50800.63; 2010-09-10: x; 2010-10-10: 50800.63
| Total Costs | 2010-08-10: 20365350.84
| Energy Cost: c/kWh | 2010-08-10: 42.686
| Diffs from Calculated Bill | 2010-08-10: -0.59
| % Diff Eskom / Calculated | 2010-08-10: -2.897e-06%
5245810025
Hartebeest Vent -3# | Notified Max Demand | 2010-01-10: 4500; 2010-02-10: 4500; 2010-03-10: 4500; 2010-04-10: 4500; 2010-08-10: 4500; 2010-09-10: x; 2010-10-10: 4500
| Utilised Capacity | 2010-01-10: 4500; 2010-02-10: 4500; 2010-03-10: 4500; 2010-04-10: 4500; 2010-08-10: 4500; 2010-09-10: x; 2010-10-10: 4500
| Energy Consumption Off peak kWh | 2010-01-10: 606303; 2010-03-10: 634206.24; 2010-04-10: 684285.12; 2010-08-10: 694042.2; 2010-09-10: x; 2010-10-10: 675920.88
| Energy Consumption Standard kWh | 2010-01-10: 408277.44; 2010-03-10: 500858.28; 2010-04-10: 438594.84; 2010-08-10: 515092.32; 2010-09-10: x; 2010-10-10: 492324.84
| Energy Consumption Peak kWh | 2010-01-10: 162726.12; 2010-03-10: 202717.08; 2010-04-10: 172180.08; 2010-08-10: 205524.36; 2010-09-10: x; 2010-10-10: 196700.4
| Energy Consumption All kWh | 2010-01-10: 1177306.56; 2010-03-10: 1337781.6; 2010-04-10: 1295060.04; 2010-08-10: 1414658.88; 2010-09-10: x; 2010-10-10: 1364946.12
| Off-Peak Demand Consumption | 2010-01-10: 2281.11; 2010-03-10: 2326.23; 2010-04-10: 2326.52; 2010-08-10: 1998.72; 2010-09-10: x; 2010-10-10: 1915.2
| Std Demand Consumption | 2010-01-10: 2336.35; 2010-03-10: 2379.92; 2010-04-10: 2359.12; 2010-08-10: 2106; 2010-09-10: x; 2010-10-10: 2004.48
| Peak Demand Consumption | 2010-01-10: 2331.84; 2010-03-10: 2366.32; 2010-04-10: 2363.68; 2010-08-10: 2121.84; 2010-09-10: x; 2010-10-10: 2004.48
| Demand Reading kW/kVA | 2010-01-10: 2336.35; 2010-03-10: 2379.92; 2010-04-10: 2363.68; 2010-08-10: 2121.84; 2010-09-10: x; 2010-10-10: 2004.48
| Reactive Energy Off Peak | 2010-01-10: 518400; 2010-03-10: 471230.64; 2010-04-10: 508679.28; 2010-08-10: 372.96; 2010-09-10: x; 2010-10-10: 62.64
| Reactive Energy Standard | 2010-01-10: 346643.64; 2010-03-10: 360118.36; 2010-04-10: 323278.56; 2010-08-10: 127.44; 2010-09-10: x; 2010-10-10: 0
| Reactive Energy Peak | 2010-01-10: 137977.56; 2010-03-10: 148504.32; 2010-04-10: 126531; 2010-08-10: 148.68; 2010-09-10: x; 2010-10-10: 0
| Excess Reactive Energy | 2010-08-10: 0; 2010-09-10: x; 2010-10-10: 0
| Load Factor | 2010-01-10: 82; 2010-03-10: 92; 2010-04-10: 93; 2010-08-10: 89; 2010-09-10: x; 2010-10-10: 91
| Days | 2010-01-10: 31; 2010-03-10: 31; 2010-04-10: 30; 2010-08-10: 31; 2010-09-10: x; 2010-10-10: 31
| Admin Charge @ rate | 2010-03-10: 42.37; 2010-04-10: 52.33; 2010-08-10: 52.33; 2010-09-10: x; 2010-10-10: 52.33
| Admin Costs | 2010-01-10: 1313.47; 2010-02-10: 1186; 2010-03-10: 1313.47; 2010-04-10: 1569.9; 2010-05-10: 0; 2010-06-10: 0; 2010-07-10: 0; 2010-08-10: 1622.23; 2010-09-10: x
| TX Network Access Charge @ rate | 2010-01-10: 2.71; 2010-02-10: 2.71; 2010-03-10: 2.71; 2010-04-10: 3.35; 2010-08-10: 3.35; 2010-09-10: x; 2010-10-10: 3.35
| TX Network Access Cost | 2010-01-10: 12195; 2010-02-10: 12195; 2010-03-10: 12195; 2010-04-10: 15075; 2010-05-10: 0; 2010-06-10: 0; 2010-07-10: 0; 2010-08-10: 15075; 2010-09-10: x
| Network Access Charge @ Rate | 2010-01-10: 5.44; 2010-02-10: 5.44; 2010-03-10: 5.44; 2010-04-10: 6.72; 2010-08-10: 6.72; 2010-09-10: x; 2010-10-10: 6.72
| Network Access cost | 2010-01-10: 24480; 2010-02-10: 24480; 2010-03-10: 24480; 2010-04-10: 30240; 2010-05-10: 0; 2010-06-10: 0; 2010-07-10: 0; 2010-08-10: 30240; 2010-09-10: x
| Network Demand Charge @ rate | 2010-01-10: 10.31; 2010-02-10: 10.31; 2010-03-10: 10.31; 2010-04-10: 12.73; 2010-08-10: 12.73; 2010-09-10: x; 2010-10-10: 12.73
| Network Demand cost | 2010-01-10: 24087.7685; 2010-02-10: 0; 2010-03-10: 24536.9752; 2010-04-10: 30089.6464; 2010-05-10: 0; 2010-06-10: 0; 2010-07-10: 0; 2010-08-10: 27011.0232; 2010-09-10: x
| Number of Events | 2010-10-10: 0
| NMD exceeded by | 2010-10-10: 0
| Excess NAC charge @ | 2010-08-10: 10.07; 2010-10-10: 0
| Excess NAC charge | 2010-08-10: 0
| Low Season Off-peak Energy Charge @ | 2010-01-10: 0.1379; 2010-02-10: 0.1379; 2010-03-10: 0.1379; 2010-04-10: 0.1703; 2010-09-10: x; 2010-10-10: 0.1703
| Low Season Off-peak Energy cost | 2010-01-10: 83609.1837; 2010-02-10: 0; 2010-03-10: 87457.0405; 2010-04-10: 116533.7559; 2010-05-10: 0; 2010-09-10: x
| High Season Off-peak Energy Charge @ | 2010-08-10: 0.1977; 2010-09-10: x
| High Season Off-peak Energy cost | 2010-06-10: 0; 2010-07-10: 0; 2010-08-10: 137212.1429; 2010-09-10: x
| Low Season Peak Energy Charge @ | 2010-01-10: 0.3219; 2010-02-10: 0.3219; 2010-03-10: 0.3219; 2010-04-10: 0.3975; 2010-09-10: x; 2010-10-10: 0.3975
| Low Season Peak Energy cost | 2010-01-10: 52381.538; 2010-02-10: 0; 2010-03-10: 65254.6281; 2010-04-10: 68441.5818; 2010-05-10: 0; 2010-09-10: x
| High Season Peak Energy Charge @ | 2010-08-10: 1.4238; 2010-09-10: x
| High Season Peak Energy cost | 2010-06-10: 0; 2010-07-10: 0; 2010-08-10: 292625.5838; 2010-09-10: x
| Low Season Standard Energy Charge @ | 2010-01-10: 0.1972; 2010-02-10: 0.1972; 2010-03-10: 0.1972; 2010-04-10: 0.2435; 2010-09-10: x; 2010-10-10: 0.2435
| Low Season Standard Energy cost | 2010-01-10: 80512.3112; 2010-02-10: 0; 2010-03-10: 98769.2528; 2010-04-10: 106797.8435; 2010-05-10: 0; 2010-09-10: x
| High Season Standard Energy Charge @ | 2010-08-10: 0.3701; 2010-09-10: x
| High Season Standard Energy cost | 2010-06-10: 0; 2010-07-10: 0; 2010-08-10: 190635.6676; 2010-09-10: x
High season Exsess Reactive Energy | bar: 2010-06-10 to 2010-09-10; 2011-06-10 to 2011-08-10
| High season Exsess Reactive Energy @ | 2010-08-10: 0.0589; 2010-09-10: x
| High season Exsess Reactive Cost | 2010-06-10: 0; 2010-07-10: 0; 2010-08-10: 0; 2010-09-10: x
| Electrification & Rural Sub @ | 2010-01-10: 0.025; 2010-02-10: 0.025; 2010-03-10: 0.025; 2010-04-10: 0.0309; 2010-08-10: 0.0309; 2010-09-10: x; 2010-10-10: 0.0309
| Electrification & Rural cost | 2010-01-10: 29432.664; 2010-02-10: 0; 2010-03-10: 33444.54; 2010-04-10: 40017.3552; 2010-05-10: 0; 2010-06-10: 0; 2010-07-10: 0; 2010-08-10: 43712.9594; 2010-09-10: x
| Retail Environmental Levy Charge @ | 2010-01-10: 0.0197; 2010-02-10: 0.0197; 2010-03-10: 0.0197; 2010-04-10: 0.02; 2010-08-10: 0.02; 2010-09-10: x; 2010-10-10: 0.02
| Retail Environmental Levy Charge | 2010-01-10: 23192.9392; 2010-02-10: 0; 2010-03-10: 26354.2975; 2010-04-10: 25901.2008; 2010-05-10: 0; 2010-06-10: 0; 2010-07-10: 0; 2010-08-10: 28293.1776; 2010-09-10: x
| Service | 2010-09-10: x; 2010-10-10: 0
Rebilled Adjustments | bar: 2010-01-10 to 2011-08-10
| Total Costs | 2010-01-10: 331204.77; 2010-03-10: 373805.22; 2010-04-10: 434666.27; 2010-08-10: 766427.11; 2010-09-10: x; 2010-10-10: 455108.75
| Energy Cost: c/kWh | 2010-01-10: 28.1324; 2010-02-10: #DIV/0!; 2010-03-10: 27.9422; 2010-04-10: 33.5634; 2010-05-10: #DIV/0!; 2010-06-10: #DIV/0!; 2010-07-10: #DIV/0!; 2010-08-10: 54.1775
| Calculated Bill | 2010-01-10: 0.10463; 2010-02-10: 37861; 2010-03-10: -0.015916; 2010-04-10: 0.013712; 2010-05-10: 0; 2010-06-10: 0; 2010-07-10: 0; 2010-08-10: 0.67453
| % Diff Eskom / Calculated | 2010-01-10: 3.159e-05%; 2010-02-10: #DIV/0!; 2010-03-10: -4.258e-06%; 2010-04-10: 3.155e-06%; 2010-05-10: #DIV/0!; 2010-06-10: #DIV/0!; 2010-07-10: #DIV/0!; 2010-08-10: 8.801e-05%
5245810087
Hartebeest Shaft - 4# | Notified Max Demand | 2010-10-10: 3037
| Utilised Capacity | 2010-10-10: 3550.68
| Energy Consumption Off peak kWh | 2010-10-10: 126233.28
| Energy Consumption Standard kWh | 2010-10-10: 187508.52
| Energy Consumption Peak kWh | 2010-10-10: 59691.24
| Energy Consumption All kWh | 2010-10-10: 373433.04
| Off-Peak Demand Consumption | 2010-10-10: 2674.3
| Std Demand Consumption | 2010-10-10: 3266.81
| Peak Demand Consumption | 2010-10-10: 2978.3
| Demand Reading kW/kVA | 2010-10-10: 3266.81
| Reactive Energy Off Peak | 2010-10-10: 242649.36
| Reactive Energy Standard | 2010-10-10: 419940.36
| Reactive Energy Peak | 2010-10-10: 140331.24
| Excess Reactive Energy | 2010-10-10: 0
| Load Factor | 2010-10-10: 34
| Days | 2010-10-10: 31
| Admin Charge @ rate | 2010-01-10: 42.37; 2010-02-10: 42.37; 2010-03-10: 42.37; 2010-04-10: 1569.9; 2010-08-10: 1622.23; 2010-10-10: 52.33
| Admin Costs | 2010-01-10: 0; 2010-02-10: 0; 2010-03-10: 0; 2010-04-10: 0; 2010-05-10: 0; 2010-06-10: 0; 2010-07-10: 0; 2010-08-10: 0
| TX Network Access Charge @ rate | 2010-01-10: 2.71; 2010-02-10: 2.71; 2010-03-10: 2.71; 2010-04-10: 72377.8555; 2010-08-10: 65954.8; 2010-10-10: 3.35
| TX Network Access Cost | 2010-01-10: 0; 2010-02-10: 0; 2010-03-10: 0; 2010-04-10: 0; 2010-05-10: 0; 2010-06-10: 0; 2010-07-10: 0; 2010-08-10: 0
| Network Access Charge @ Rate | 2010-01-10: 5.44; 2010-02-10: 5.44; 2010-03-10: 5.44; 2010-04-10: 145187.8176; 2010-08-10: 132303.36; 2010-10-10: 6.72
| Network Access cost | 2010-01-10: 0; 2010-02-10: 0; 2010-03-10: 0; 2010-04-10: 0; 2010-05-10: 0; 2010-06-10: 0; 2010-07-10: 0; 2010-08-10: 0
| Network Demand Charge @ rate | 2010-01-10: 10.31; 2010-02-10: 10.31; 2010-03-10: 10.31; 2010-04-10: 199953.929; 2010-08-10: 193012.0054; 2010-10-10: 12.73
| Network Demand cost | 2010-01-10: 0; 2010-02-10: 0; 2010-03-10: 0; 2010-04-10: 0; 2010-05-10: 0; 2010-06-10: 0; 2010-07-10: 0; 2010-08-10: 0
| Number of Events | 2010-10-10: 10
| NMD exceeded by | 2010-10-10: 229.82
| Excess NAC charge @ | 2010-08-10: 10.07; 2010-10-10: 10.07
| Excess NAC charge | 2010-08-10: 0
| Low Season Off-peak Energy Charge @ | 2010-01-10: 0.1379; 2010-02-10: 0.1379; 2010-03-10: 0.1379; 2010-04-10: 0.1703; 2010-09-10: x; 2010-10-10: 0.1703
| Low Season Off-peak Energy cost | 2010-01-10: #REF!; 2010-02-10: #REF!; 2010-03-10: #REF!; 2010-04-10: #REF!; 2010-05-10: #REF!
| High Season Off-peak Energy Charge @ | 2010-08-10: 0.1977
| High Season Off-peak Energy cost | 2010-06-10: 0; 2010-07-10: 0; 2010-08-10: 0
| Low Season Peak Energy Charge @ | 2010-01-10: 0.3219; 2010-02-10: 0.3219; 2010-03-10: 0.3219; 2010-04-10: 310359.5253; 2010-10-10: 0.3975
| Low Season Peak Energy cost | 2010-01-10: 0; 2010-02-10: 0; 2010-03-10: 0; 2010-04-10: 0; 2010-05-10: 0
| High Season Peak Energy Charge @ | 2010-08-10: 1.4238
| High Season Peak Energy cost | 2010-06-10: 0; 2010-07-10: 0; 2010-08-10: 0
| Low Season Standard Energy Charge @ | 2010-01-10: 0.1972; 2010-02-10: 0.1972; 2010-03-10: 0.1972; 2010-04-10: 472316.6675; 2010-10-10: 0.2435
| Low Season Standard Energy cost | 2010-01-10: 0; 2010-02-10: 0; 2010-03-10: 0; 2010-04-10: 0; 2010-05-10: 0
| High Season Standard Energy Charge @ | 2010-08-10: 0.3701
| High Season Standard Energy cost | 2010-06-10: 0; 2010-07-10: 0; 2010-08-10: 0
High season Exsess Reactive Energy | bar: 2010-06-10 to 2010-08-10; 2011-06-10 to 2011-08-10
| High season Exsess Reactive Energy @ | 2010-08-10: 0.0589
| High season Exsess Reactive Cost | 2010-06-10: 0; 2010-07-10: 0; 2010-08-10: 0
| Electrification & Rural Sub @ | 2010-01-10: 0.025; 2010-02-10: 0.025; 2010-03-10: 0.025; 2010-04-10: 167648.966; 2010-05-10: 0; 2010-06-10: 0; 2010-07-10: 0; 2010-08-10: 189924.3829; 2010-10-10: 0.0309
| Electrification & Rural cost | 2010-01-10: 0; 2010-02-10: 0; 2010-03-10: 0; 2010-04-10: 0; 2010-05-10: 0; 2010-06-10: 0; 2010-07-10: 0; 2010-08-10: 0
| Retail Environmental Levy Charge @ | 2010-01-10: 0.0197; 2010-02-10: 0.0197; 2010-03-10: 0.0197; 2010-04-10: 108510.6576; 2010-05-10: 0; 2010-06-10: 0; 2010-07-10: 0; 2010-08-10: 122928.4032; 2010-10-10: 0.02
| Retail Environmental Levy Charge | 2010-01-10: 0; 2010-02-10: 0; 2010-03-10: 0; 2010-04-10: 0; 2010-05-10: 0; 2010-06-10: 0; 2010-07-10: 0; 2010-08-10: 0
| Service | 2010-10-10: 0
Rebilled Adjustments
| Total Costs | 2010-10-10: 211997.5
| Energy Cost: c/kWh | 2010-01-10: #DIV/0!; 2010-02-10: #DIV/0!; 2010-03-10: #DIV/0!; 2010-04-10: #DIV/0!; 2010-05-10: #DIV/0!; 2010-06-10: #DIV/0!; 2010-07-10: #DIV/0!; 2010-08-10: #DIV/0!
| Calculated Bill | 2010-01-10: #REF!; 2010-02-10: #REF!; 2010-03-10: #REF!; 2010-04-10: #REF!; 2010-05-10: #REF!; 2010-06-10: 0; 2010-07-10: 0; 2010-08-10: 0
| % Diff Eskom / Calculated | 2010-01-10: #REF!; 2010-02-10: #REF!; 2010-03-10: #REF!; 2010-04-10: #REF!; 2010-05-10: #REF!; 2010-06-10: #DIV/0!; 2010-07-10: #DIV/0!; 2010-08-10: #DIV/0!
5245810313
Zandpan Shaft - 6# | Notified Max Demand | 2010-01-10: 19688; 2010-02-10: 19688; 2010-03-10: 19688; 2010-04-10: 19688; 2010-08-10: 19688; 2010-10-10: 19688
| Utilised Capacity | 2010-01-10: 21605.33; 2010-02-10: 21605.33; 2010-03-10: 21605.33; 2010-04-10: 21605.33; 2010-08-10: 19688; 2010-10-10: 19688
| Energy Consumption Off peak kWh | 2010-01-10: 2600124.84; 2010-03-10: 2899033.8; 2010-04-10: 2705055.36; 2010-08-10: 3018180.96; 2010-10-10: 2593245.6
| Energy Consumption Standard kWh | 2010-01-10: 2027686.32; 2010-03-10: 2220330; 2010-04-10: 1939698.84; 2010-08-10: 2277158.28; 2010-10-10: 1886696.28
| Energy Consumption Peak kWh | 2010-01-10: 803825.28; 2010-03-10: 874405.08; 2010-04-10: 780778.68; 2010-08-10: 851080.92; 2010-10-10: 693042
| Energy Consumption All kWh | 2010-01-10: 5431636.44; 2010-03-10: 5993768.88; 2010-04-10: 5425532.88; 2010-08-10: 6146420.16; 2010-10-10: 5172983.88
| Off-Peak Demand Consumption | 2010-01-10: 16834.73; 2010-03-10: 16742.28; 2010-04-10: 17697.83; 2010-08-10: 17707.04; 2010-10-10: 17184.47
| Std Demand Consumption | 2010-01-10: 15242.97; 2010-03-10: 14972.22; 2010-04-10: 15408.83; 2010-08-10: 15161.98; 2010-10-10: 15050.86
| Peak Demand Consumption | 2010-01-10: 13764.66; 2010-03-10: 14406.28; 2010-04-10: 15707.3; 2010-08-10: 13463.71; 2010-10-10: 13166.75
| Demand Reading kW/kVA | 2010-01-10: 16834.73; 2010-03-10: 16742.28; 2010-04-10: 17697.83; 2010-08-10: 17707.04; 2010-10-10: 17184.47
| Reactive Energy Off Peak | 2010-01-10: 3219697.44; 2010-03-10: 2190642.28; 2010-04-10: 2457720.24; 2010-08-10: 1808785.92; 2010-10-10: 2612383.32
| Reactive Energy Standard | 2010-01-10: 1606823.52; 2010-03-10: 1501128.24; 2010-04-10: 1587404.16; 2010-08-10: 579769.44; 2010-10-10: 1616572.92
| Reactive Energy Peak | 2010-01-10: 637085.16; 2010-03-10: 607848; 2010-04-10: 647824.32; 2010-08-10: 1496860.49; 2010-10-10: 625890.6
| Excess Reactive Energy | 2010-01-10: 637085.16; 2010-08-10: 145084; 2010-10-10: 0
| Load Factor | 2010-01-10: 72; 2010-03-10: 78; 2010-04-10: 61; 2010-08-10: 73; 2010-10-10: 57
| Days | 2010-01-10: 31; 2010-03-10: 31; 2010-04-10: 30; 2010-08-10: 31; 2010-10-10: 31
| Admin Charge @ rate | 2010-01-10: 42.37; 2010-02-10: 42.37; 2010-03-10: 42.37; 2010-04-10: 52.33; 2010-08-10: 52.33; 2010-10-10: 52.33
| Admin Costs | 2010-01-10: 1313.47; 2010-02-10: 0; 2010-03-10: 1313.47; 2010-04-10: 1569.9; 2010-05-10: 0; 2010-06-10: 0; 2010-07-10: 0; 2010-08-10: 1622.23
| TX Network Access Charge @ rate | 2010-01-10: 2.71; 2010-02-10: 2.71; 2010-03-10: 2.71; 2010-04-10: 3.35; 2010-08-10: 3.35; 2010-10-10: 3.35
| TX Network Access Cost | 2010-01-10: 58550.4443; 2010-02-10: 58550.4443; 2010-03-10: 58550.4443; 2010-04-10: 72377.8555; 2010-05-10: 0; 2010-06-10: 0; 2010-07-10: 0; 2010-08-10: 65954.8
| Network Access Charge @ Rate | 2010-01-10: 5.44; 2010-02-10: 5.44; 2010-03-10: 5.44; 2010-04-10: 6.72; 2010-08-10: 6.72; 2010-10-10: 6.72
| Network Access cost | 2010-01-10: 117532.9952; 2010-02-10: 117532.9952; 2010-03-10: 117532.9952; 2010-04-10: 145187.8176; 2010-05-10: 0; 2010-06-10: 0; 2010-07-10: 0; 2010-08-10: 132303.36
| Network Demand Charge @ rate | 2010-01-10: 10.31; 2010-02-10: 10.31; 2010-03-10: 10.31; 2010-04-10: 12.73; 2010-08-10: 12.73; 2010-10-10: 12.73
| Network Demand cost | 2010-01-10: 157155.0207; 2010-02-10: 0; 2010-03-10: 154363.5882; 2010-04-10: 199953.929; 2010-05-10: 0; 2010-06-10: 0; 2010-07-10: 0; 2010-08-10: 193012.0054
| Number of Events | 2010-10-10: 0
| NMD exceeded by | 2010-10-10: 0
| Excess NAC charge @ | 2010-08-10: 10.07; 2010-10-10: 0
| Excess NAC charge | 2010-08-10: 0
| Low Season Off-peak Energy Charge @ | 2010-01-10: 0.1379; 2010-02-10: 0.1379; 2010-03-10: 0.1379; 2010-04-10: 0.1703; 2010-10-10: 0.1703
| Low Season Off-peak Energy cost | 2010-01-10: 358557.2154; 2010-02-10: 0; 2010-03-10: 399776.761; 2010-04-10: 460670.9278; 2010-05-10: 0
| High Season Off-peak Energy Charge @ | 2010-08-10: 0.1977
| High Season Off-peak Energy cost | 2010-06-10: 0; 2010-07-10: 0; 2010-08-10: 596694.3758
| Low Season Peak Energy Charge @ | 2010-01-10: 0.3219; 2010-02-10: 0.3219; 2010-03-10: 0.3219; 2010-04-10: 0.3975; 2010-10-10: 0.3975
| Low Season Peak Energy cost | 2010-01-10: 258751.3576; 2010-02-10: 0; 2010-03-10: 281470.9953; 2010-04-10: 310359.5253; 2010-05-10: 0
| High Season Peak Energy Charge @ | 2010-08-10: 1.4238
| High Season Peak Energy cost | 2010-06-10: 0; 2010-07-10: 0; 2010-08-10: 1211769.0139
| Low Season Standard Energy Charge @ | 2010-01-10: 0.1972; 2010-02-10: 0.1972; 2010-03-10: 0.1972; 2010-04-10: 0.2435; 2010-10-10: 0.2435
| Low Season Standard Energy cost | 2010-01-10: 399859.7423; 2010-02-10: 0; 2010-03-10: 437849.076; 2010-04-10: 472316.6675; 2010-05-10: 0
| High Season Standard Energy Charge @ | 2010-08-10: 0.3701
| High Season Standard Energy cost | 2010-06-10: 0; 2010-07-10: 0; 2010-08-10: 842776.2794
| High season Exsess Reactive Energy | 2010-06-10: 1003234; 2010-07-10: 1428426; 2010-08-10: 1450084
| High season Exsess Reactive Energy @ | 2010-06-10: 0.0589; 2010-07-10: 0.0589; 2010-08-10: 0.0589
| High season Exsess Reactive Cost | 2010-06-10: 59090.4826; 2010-07-10: 84134.2914; 2010-08-10: 85409.9476
| Electrification & Rural Sub @ | 2010-01-10: 0.025; 2010-02-10: 0.025; 2010-03-10: 0.025; 2010-04-10: 0.0309; 2010-05-10: 0.0309; 2010-06-10: 0.0309; 2010-07-10: 0.0309; 2010-08-10: 0.0309; 2010-10-10: 0.0309
| Electrification & Rural cost | 2010-01-10: 135790.911; 2010-02-10: 0; 2010-03-10: 149844.222; 2010-04-10: 167648.966; 2010-05-10: 0; 2010-06-10: 0; 2010-07-10: 0; 2010-08-10: 189924.3829
| Retail Environmental Levy Charge @ | 2010-01-10: 0.0197; 2010-02-10: 0.0197; 2010-03-10: 0.0197; 2010-04-10: 0.02; 2010-05-10: 0.02; 2010-06-10: 0.02; 2010-07-10: 0.02; 2010-08-10: 0.02; 2010-10-10: 0.02
| Retail Environmental Levy Charge | 2010-01-10: 107003.2379; 2010-02-10: 0; 2010-03-10: 118077.2469; 2010-04-10: 108510.6576; 2010-05-10: 0; 2010-06-10: 0; 2010-07-10: 0; 2010-08-10: 122928.4032
| Service | 2010-10-10: 0
Rebilled Adjustments
| Total Costs | 2010-01-10: 1594514.25; 2010-03-10: 1718778.92; 2010-04-10: 1938596.5; 2010-08-10: 3442394.82; 2010-10-10: 1831307.33
| Energy Cost: c/kWh | 2010-01-10: 29.3561; 2010-02-10: #DIV/0!; 2010-03-10: 28.6761; 2010-04-10: 35.731; 2010-05-10: #DIV/0!; 2010-06-10: #DIV/0!; 2010-07-10: #DIV/0!; 2010-08-10: 56.0065
| Calculated Bill | 2010-01-10: 0.14444; 2010-02-10: 176083.4395; 2010-03-10: -0.12109; 2010-04-10: -0.25366; 2010-05-10: 0; 2010-06-10: 59090.4826; 2010-07-10: 84134.2914; 2010-08-10: -0.02174
| % Diff Eskom / Calculated | 2010-01-10: 9.059e-06%; 2010-02-10: #DIV/0!; 2010-03-10: -7.045e-06%; 2010-04-10: -1.308e-05%; 2010-05-10: #DIV/0!; 2010-06-10: #DIV/0!; 2010-07-10: #DIV/0!; 2010-08-10: -6.315e-07%
5245810368
Hartebeest Five - 5# | Notified Max Demand | 2010-01-10: 8000; 2010-02-10: 8000; 2010-03-10: 8000; 2010-04-10: 8000; 2010-08-10: 8000; 2010-10-10: 8000
| Utilised Capacity | 2010-01-10: 8000; 2010-02-10: 8000; 2010-03-10: 8000; 2010-04-10: 8000; 2010-08-10: 8000; 2010-10-10: 8000
| Energy Consumption Off peak kWh | 2010-01-10: 919087.77; 2010-03-10: 907244.52; 2010-04-10: 872926.42; 2010-08-10: 855446.67; 2010-10-10: 828191.53
| Energy Consumption Standard kWh | 2010-01-10: 623696.92; 2010-03-10: 682728.05; 2010-04-10: 583351.64; 2010-08-10: 629280.2; 2010-10-10: 612418.47
| Energy Consumption Peak kWh | 2010-01-10: 241694.15; 2010-03-10: 273642.79; 2010-04-10: 232713.4; 2010-08-10: 224906.66; 2010-10-10: 243696.12
| Energy Consumption All kWh | 2010-01-10: 1784478.84; 2010-03-10: 1863615.36; 2010-04-10: 1688991.46; 2010-08-10: 1709633.53; 2010-10-10: 1684306.12
| Off-Peak Demand Consumption | 2010-01-10: 5290.63; 2010-03-10: 5195.45; 2010-04-10: 5160.52; 2010-08-10: 4816.6; 2010-10-10: 5126.52
| Std Demand Consumption | 2010-01-10: 4640.96; 2010-03-10: 4720.32; 2010-04-10: 5102.16; 2010-08-10: 4520.96; 2010-10-10: 4776.14
| Peak Demand Consumption | 2010-01-10: 4524.07; 2010-03-10: 4685.98; 2010-04-10: 4940.81; 2010-08-10: 3965.32; 2010-10-10: 4564.59
| Demand Reading kW/kVA | 2010-01-10: 5290.63; 2010-03-10: 5195.45; 2010-04-10: 5160.52; 2010-08-10: 4816.6; 2010-10-10: 5126.52
| Reactive Energy Off Peak | 2010-01-10: 903999.44; 2010-03-10: 830177.6; 2010-04-10: 783090.48; 2010-08-10: 63087.35; 2010-10-10: 606731.26
| Reactive Energy Standard | 2010-01-10: 548311.2; 2010-03-10: 546749.69; 2010-04-10: 469656.68; 2010-08-10: 381628.14; 2010-10-10: 413263.89
| Reactive Energy Peak | 2010-01-10: 214214.34; 2010-03-10: 226035.45; 2010-04-10: 181540.37; 2010-08-10: 130388.97; 2010-10-10: 184119.1
| Excess Reactive Energy | 2010-08-10: 278049.93; 2010-10-10: 0
| Load Factor | 2010-01-10: 67; 2010-03-10: 68; 2010-04-10: 65; 2010-08-10: 67; 2010-10-10: 63
| Days | 2010-01-10: 31; 2010-03-10: 31; 2010-04-10: 30; 2010-08-10: 31; 2010-10-10: 31
| Admin Charge @ rate | 2010-03-10: 42.37; 2010-04-10: 52.33; 2010-05-10: 52.33; 2010-06-10: 52.33; 2010-07-10: 52.33; 2010-08-10: 52.33; 2010-10-10: 52.33
| Admin Costs | 2010-01-10: 1186; 2010-02-10: 1186; 2010-03-10: 1313.47; 2010-04-10: 1569.9; 2010-05-10: 0; 2010-06-10: 0; 2010-07-10: 0; 2010-08-10: 1622.23
| TX Network Access Charge @ rate | 2010-01-10: 2.71; 2010-02-10: 2.71; 2010-03-10: 2.71; 2010-04-10: 3.35; 2010-05-10: 3.35; 2010-06-10: 3.35; 2010-07-10: 3.35; 2010-08-10: 3.35; 2010-10-10: 3.35
| TX Network Access Cost | 2010-01-10: 21680; 2010-02-10: 21680; 2010-03-10: 21680; 2010-04-10: 26800; 2010-05-10: 0; 2010-06-10: 0; 2010-07-10: 0; 2010-08-10: 26800
| Network Access Charge @ Rate | 2010-01-10: 5.44; 2010-02-10: 5.44; 2010-03-10: 5.44; 2010-04-10: 6.72; 2010-05-10: 6.72; 2010-06-10: 6.72; 2010-07-10: 6.72; 2010-08-10: 6.72; 2010-10-10: 6.72
| Network Access cost | 2010-01-10: 43520; 2010-02-10: 43520; 2010-03-10: 43520; 2010-04-10: 53760; 2010-05-10: 0; 2010-06-10: 0; 2010-07-10: 0; 2010-08-10: 53760
| Network Demand Charge @ rate | 2010-01-10: 10.31; 2010-02-10: 10.31; 2010-03-10: 10.31; 2010-04-10: 12.73; 2010-05-10: 12.73; 2010-06-10: 12.73; 2010-07-10: 12.73; 2010-08-10: 12.73; 2010-10-10: 12.73
| Network Demand cost | 2010-01-10: 47848.2976; 2010-02-10: 0; 2010-03-10: 48666.4992; 2010-04-10: 64950.4968; 2010-05-10: 0; 2010-06-10: 0; 2010-07-10: 0; 2010-08-10: 57551.8208
| Number of Events | 2010-10-10: 0
| NMD exceeded by | 2010-10-10: 0
| Excess NAC charge @ | 2010-08-10: 10.07; 2010-10-10: 0
| Excess NAC charge | 2010-08-10: 0
| Low Season Off-peak Energy Charge @ | 2010-01-10: 0.1379; 2010-02-10: 0.1379; 2010-03-10: 0.1379; 2010-04-10: 0.1703; 2010-05-10: 0.1703; 2010-10-10: 0.1703
| Low Season Off-peak Energy cost | 2010-01-10: 126742.2035; 2010-02-10: 0; 2010-03-10: 125109.0193; 2010-04-10: 148659.3693; 2010-05-10: 0
| High Season Off-peak Energy Charge @ | 2010-06-10: 0.1977; 2010-07-10: 0.1977; 2010-08-10: 0.1977
| High Season Off-peak Energy cost | 2010-06-10: 0; 2010-07-10: 0; 2010-08-10: 169121.8067
| Low Season Peak Energy Charge @ | 2010-01-10: 0.3219; 2010-02-10: 0.3219; 2010-03-10: 0.3219; 2010-04-10: 0.3975; 2010-05-10: 0.3975; 2010-10-10: 0.3975
| Low Season Peak Energy cost | 2010-01-10: 77801.3469; 2010-02-10: 0; 2010-03-10: 88085.6141; 2010-04-10: 92503.5765; 2010-05-10: 0
| High Season Peak Energy Charge @ | 2010-06-10: 1.4238; 2010-07-10: 1.4238; 2010-08-10: 1.4238
| High Season Peak Energy cost | 2010-06-10: 0; 2010-07-10: 0; 2010-08-10: 320222.1025
| Low Season Standard Energy Charge @ | 2010-01-10: 0.1972; 2010-02-10: 0.1972; 2010-03-10: 0.1972; 2010-04-10: 0.2435; 2010-05-10: 0.2435; 2010-10-10: 0.2435
| Low Season Standard Energy cost | 2010-01-10: 122993.0326; 2010-02-10: 0; 2010-03-10: 134633.9715; 2010-04-10: 142046.1243; 2010-05-10: 0
| High Season Standard Energy Charge @ | 2010-06-10: 0.3701; 2010-07-10: 0.3701; 2010-08-10: 0.3701
| High Season Standard Energy cost | 2010-06-10: 0; 2010-07-10: 0; 2010-08-10: 232896.602
| High season Exsess Reactive Energy | 2010-06-10: 404903; 2010-07-10: 341361; 2010-08-10: 269361
| High season Exsess Reactive Energy @ | 2010-06-10: 0.0589; 2010-07-10: 0.0589; 2010-08-10: 0.0589
| High season Exsess Reactive Cost | 2010-06-10: 23848.7867; 2010-07-10: 20106.1629; 2010-08-10: 15865.3629
| Electrification & Rural Sub @ | 2010-01-10: 0.025; 2010-02-10: 0.025; 2010-03-10: 0.025; 2010-04-10: 0.0309; 2010-05-10: 0.0309; 2010-06-10: 0.0309; 2010-07-10: 0.0309; 2010-08-10: 0.0309; 2010-10-10: 0.0309
| Electrification & Rural cost | 2010-01-10: 44611.971; 2010-02-10: 0; 2010-03-10: 46590.384; 2010-04-10: 52189.8361; 2010-05-10: 0; 2010-06-10: 0; 2010-07-10: 0; 2010-08-10: 52827.6761
| Retail Environmental Levy Charge @ | 2010-01-10: 0.0197; 2010-02-10: 0.0197; 2010-03-10: 0.0197; 2010-04-10: 0.02; 2010-05-10: 0.02; 2010-06-10: 0.02; 2010-07-10: 0.02; 2010-08-10: 0.02; 2010-10-10: 0.02
| Retail Environmental Levy Charge | 2010-01-10: 35154.2331; 2010-02-10: 0; 2010-03-10: 36713.2226; 2010-04-10: 33779.8292; 2010-05-10: 0; 2010-06-10: 0; 2010-07-10: 0; 2010-08-10: 34192.6706
| Service | 2010-10-10: 0
Rebilled Adjustments
| Total Costs | 2010-01-10: 521664.68; 2010-03-10: 546312.4; 2010-04-10: 616258.97; 2010-05-10: 608454.79; 2010-06-10: 962235.47; 2010-07-10: 965180.58; 2010-08-10: 964860.9; 2010-10-10: 615747.84
| Energy Cost: c/kWh | 2010-01-10: 29.2334; 2010-02-10: #DIV/0!; 2010-03-10: 29.3147; 2010-04-10: 36.4868; 2010-05-10: #DIV/0!; 2010-06-10: #DIV/0!; 2010-07-10: #DIV/0!; 2010-08-10: 56.4367
| Calculated Bill | 2010-01-10: -127.5953; 2010-02-10: 66386; 2010-03-10: -0.21934; 2010-04-10: 0.16228; 2010-05-10: -608454.79; 2010-06-10: -938386.6833; 2010-07-10: -945074.4171; 2010-08-10: -0.62844
| % Diff Eskom / Calculated | 2010-01-10: -0.02446%; 2010-02-10: #DIV/0!; 2010-03-10: -4.015e-05%; 2010-04-10: 2.633e-05%; 2010-05-10: -100%; 2010-06-10: -97.52%; 2010-07-10: -97.92%; 2010-08-10: -6.513e-05%
5245810557
Hartebeest Eight - 8# | Notified Max Demand | 2010-10-10: 4622
| Utilised Capacity | 2010-10-10: 4622
| Energy Consumption Off peak kWh | 2010-10-10: 278032.8
| Energy Consumption Standard kWh | 2010-10-10: 216902.82
| Energy Consumption Peak kWh | 2010-10-10: 88817.9
| Energy Consumption All kWh | 2010-10-10: 583753.52
| Off-Peak Demand Consumption | 2010-10-10: 2564.14
| Std Demand Consumption | 2010-10-10: 3586.11
| Peak Demand Consumption | 2010-10-10: 3614.79
| Demand Reading kW/kVA | 2010-10-10: 3614.79
| Reactive Energy Off Peak | 2010-10-10: 287674.31
| Reactive Energy Standard | 2010-10-10: 308715.18
| Reactive Energy Peak | 2010-10-10: 143596.46
| Excess Reactive Energy | 2010-10-10: 0
| Load Factor | 2010-10-10: 61
| Days | 2010-10-10: 31
| Admin Charge @ rate | 2010-01-10: 42.37; 2010-02-10: 42.37; 2010-03-10: 42.37; 2010-04-10: 0; 2010-05-10: 0; 2010-06-10: 0; 2010-07-10: 0; 2010-08-10: 0; 2010-10-10: 52.33
| Admin Costs | 2010-01-10: 0; 2010-02-10: 0; 2010-03-10: 0; 2010-04-10: 0; 2010-05-10: 0; 2010-06-10: 0; 2010-07-10: 0; 2010-08-10: 0
| TX Network Access Charge @ rate | 2010-01-10: 2.71; 2010-02-10: 2.71; 2010-03-10: 2.71; 2010-04-10: 0; 2010-05-10: 0; 2010-06-10: 0; 2010-07-10: 0; 2010-08-10: 0; 2010-10-10: 3.35
| TX Network Access Cost | 2010-01-10: 0; 2010-02-10: 0; 2010-03-10: 0; 2010-04-10: 0; 2010-05-10: 0; 2010-06-10: 0; 2010-07-10: 0; 2010-08-10: 0
| Network Access Charge @ Rate | 2010-01-10: 5.44; 2010-02-10: 5.44; 2010-03-10: 5.44; 2010-04-10: 0; 2010-05-10: 0; 2010-06-10: 0; 2010-07-10: 0; 2010-08-10: 0; 2010-10-10: 6.72
| Network Access cost | 2010-01-10: 0; 2010-02-10: 0; 2010-03-10: 0; 2010-04-10: 0; 2010-05-10: 0; 2010-06-10: 0; 2010-07-10: 0; 2010-08-10: 0
| Network Demand Charge @ rate | 2010-01-10: 10.31; 2010-02-10: 10.31; 2010-03-10: 10.31; 2010-04-10: 0; 2010-05-10: 0; 2010-06-10: 0; 2010-07-10: 0; 2010-08-10: 0; 2010-10-10: 12.73
| Network Demand cost | 2010-01-10: 0; 2010-02-10: 0; 2010-03-10: 0; 2010-04-10: 0; 2010-05-10: 0; 2010-06-10: 0; 2010-07-10: 0; 2010-08-10: 0
| Number of Events | 2010-10-10: 0
| NMD exceeded by | 2010-10-10: 0
| Excess NAC charge @ | 2010-08-10: 10.07; 2010-10-10: 0
| Excess NAC charge | 2010-08-10: 0
| Low Season Off-peak Energy Charge @ | 2010-01-10: 0.1379; 2010-02-10: 0.1379; 2010-03-10: 0.1379; 2010-04-10: #REF!; 2010-05-10: #REF!; 2010-10-10: 0.1703
| Low Season Off-peak Energy cost | 2010-01-10: 0; 2010-02-10: 0; 2010-03-10: 0; 2010-04-10: #REF!; 2010-05-10: #REF!
| High Season Off-peak Energy Charge @ | 2010-06-10: 0.1977; 2010-07-10: 0.1977; 2010-08-10: 0.1977
| High Season Off-peak Energy cost | 2010-06-10: 0; 2010-07-10: 0; 2010-08-10: 0
| Low Season Peak Energy Charge @ | 2010-01-10: 0.3219; 2010-02-10: 0.3219; 2010-03-10: 0.3219; 2010-04-10: 0; 2010-05-10: 0; 2010-10-10: 0.3975
| Low Season Peak Energy cost | 2010-01-10: 0; 2010-02-10: 0; 2010-03-10: 0; 2010-04-10: 0; 2010-05-10: 0
| High Season Peak Energy Charge @ | 2010-06-10: 1.4238; 2010-07-10: 1.4238; 2010-08-10: 1.4238
| High Season Peak Energy cost | 2010-06-10: 0; 2010-07-10: 0; 2010-08-10: 0
| Low Season Standard Energy Charge @ | 2010-01-10: 0.1972; 2010-02-10: 0.1972; 2010-03-10: 0.1972; 2010-04-10: 0; 2010-05-10: 0; 2010-10-10: 0.2435
| Low Season Standard Energy cost | 2010-01-10: 0; 2010-02-10: 0; 2010-03-10: 0; 2010-04-10: 0; 2010-05-10: 0
| High Season Standard Energy Charge @ | 2010-06-10: 0.3701; 2010-07-10: 0.3701; 2010-08-10: 0.3701
| High Season Standard Energy cost | 2010-06-10: 0; 2010-07-10: 0; 2010-08-10: 0
High season Exsess Reactive Energy | bar: 2010-06-10 to 2010-08-10; 2011-06-10 to 2011-08-10
| High season Exsess Reactive Energy @ | 2010-06-10: 0.0589; 2010-07-10: 0.0589; 2010-08-10: 0.0589
| High season Exsess Reactive Cost | 2010-06-10: 0; 2010-07-10: 0; 2010-08-10: 0
| Electrification & Rural Sub @ | 2010-01-10: 0.025; 2010-02-10: 0.025; 2010-03-10: 0.025; 2010-04-10: 0; 2010-05-10: 0; 2010-06-10: 0; 2010-07-10: 0; 2010-08-10: 0; 2010-10-10: 0.0309
| Electrification & Rural cost | 2010-01-10: 0; 2010-02-10: 0; 2010-03-10: 0; 2010-04-10: 0; 2010-05-10: 0; 2010-06-10: 0; 2010-07-10: 0; 2010-08-10: 0
| Retail Environmental Levy Charge @ | 2010-01-10: 0.0197; 2010-02-10: 0.0197; 2010-03-10: 0.0197; 2010-04-10: 0; 2010-05-10: 0; 2010-06-10: 0; 2010-07-10: 0; 2010-08-10: 0; 2010-10-10: 0.02
| Retail Environmental Levy Charge | 2010-01-10: 0; 2010-02-10: 0; 2010-03-10: 0; 2010-04-10: 0; 2010-05-10: 0; 2010-06-10: 0; 2010-07-10: 0; 2010-08-10: 0
| Service | 2010-10-10: 0
Rebilled Adjustments
| Total Costs | 2010-10-10: 259365.19
| Energy Cost: c/kWh | 2010-01-10: #DIV/0!; 2010-02-10: #DIV/0!; 2010-03-10: #DIV/0!; 2010-04-10: #DIV/0!; 2010-05-10: #DIV/0!; 2010-06-10: #DIV/0!; 2010-07-10: #DIV/0!; 2010-08-10: #DIV/0!
| Calculated Bill | 2010-01-10: 0; 2010-02-10: 0; 2010-03-10: 0; 2010-04-10: #REF!; 2010-05-10: #REF!; 2010-06-10: 0; 2010-07-10: 0; 2010-08-10: 0
| % Diff Eskom / Calculated | 2010-01-10: #DIV/0!; 2010-02-10: #DIV/0!; 2010-03-10: #DIV/0!; 2010-04-10: #REF!; 2010-05-10: #REF!; 2010-06-10: #DIV/0!; 2010-07-10: #DIV/0!; 2010-08-10: #DIV/0!
5245810580
Hartebeest Mill - 2# | Notified Max Demand | 2010-10-10: 12740
| Utilised Capacity | 2010-10-10: 12740
| Energy Consumption Off peak kWh | 2010-10-10: 1891909.44
| Energy Consumption Standard kWh | 2010-10-10: 1426394.52
| Energy Consumption Peak kWh | 2010-10-10: 551117.88
| Energy Consumption All kWh | 2010-10-10: 3869421.84
| Off-Peak Demand Consumption | 2010-10-10: 10795.68
| Std Demand Consumption | 2010-10-10: 10684.87
| Peak Demand Consumption | 2010-10-10: 10085.6
| Demand Reading kW/kVA | 2010-10-10: 10795.68
| Reactive Energy Off Peak | 2010-10-10: 1434161.16
| Reactive Energy Standard | 2010-10-10: 819480.6
| Reactive Energy Peak | 2010-10-10: 383308.2
| Excess Reactive Energy | 2010-10-10: 0
| Load Factor | 2010-10-10: 53
| Days | 2010-10-10: 31
| Admin Charge @ rate | 2010-01-10: 42.37; 2010-02-10: 42.37; 2010-03-10: 42.37; 2010-04-10: 0; 2010-05-10: 0; 2010-06-10: 0; 2010-07-10: 0; 2010-08-10: 0; 2010-10-10: 52.33
| Admin Costs | 2010-01-10: 0; 2010-02-10: 0; 2010-03-10: 0; 2010-04-10: 0; 2010-05-10: 0; 2010-06-10: 0; 2010-07-10: 0; 2010-08-10: 0
| TX Network Access Charge @ rate | 2010-01-10: 2.71; 2010-02-10: 2.71; 2010-03-10: 2.71; 2010-04-10: 0; 2010-05-10: 0; 2010-06-10: 0; 2010-07-10: 0; 2010-08-10: 0; 2010-10-10: 3.35
| TX Network Access Cost | 2010-01-10: 0; 2010-02-10: 0; 2010-03-10: 0; 2010-04-10: 0; 2010-05-10: 0; 2010-06-10: 0; 2010-07-10: 0; 2010-08-10: 0
| Network Access Charge @ Rate | 2010-01-10: 5.44; 2010-02-10: 5.44; 2010-03-10: 5.44; 2010-04-10: 0; 2010-05-10: 0; 2010-06-10: 0; 2010-07-10: 0; 2010-08-10: 0; 2010-10-10: 6.72
| Network Access cost | 2010-01-10: 0; 2010-02-10: 0; 2010-03-10: 0; 2010-04-10: 0; 2010-05-10: 0; 2010-06-10: 0; 2010-07-10: 0; 2010-08-10: 0
| Network Demand Charge @ rate | 2010-01-10: 10.31; 2010-02-10: 10.31; 2010-03-10: 10.31; 2010-04-10: 0; 2010-05-10: 0; 2010-06-10: 0; 2010-07-10: 0; 2010-08-10: 0; 2010-10-10: 12.73
| Network Demand cost | 2010-01-10: 0; 2010-02-10: 0; 2010-03-10: 0; 2010-04-10: 0; 2010-05-10: 0; 2010-06-10: 0; 2010-07-10: 0; 2010-08-10: 0
| Number of Events | 2010-10-10: 0
| NMD exceeded by | 2010-10-10: 0
| Excess NAC charge @ | 2010-08-10: 10.07; 2010-10-10: 0
| Excess NAC charge | 2010-08-10: 0
| Low Season Off-peak Energy Charge @ | 2010-01-10: 0.1379; 2010-02-10: 0.1379; 2010-03-10: 0.1379; 2010-04-10: #REF!; 2010-05-10: #REF!; 2010-10-10: 0.1703
| Low Season Off-peak Energy cost | 2010-01-10: 0; 2010-02-10: 0; 2010-03-10: 0; 2010-04-10: #REF!; 2010-05-10: #REF!
| High Season Off-peak Energy Charge @ | 2010-06-10: 0.1977; 2010-07-10: 0.1977; 2010-08-10: 0.1977
| High Season Off-peak Energy cost | 2010-06-10: 0; 2010-07-10: 0; 2010-08-10: 0
| Low Season Peak Energy Charge @ | 2010-01-10: 0.3219; 2010-02-10: 0.3219; 2010-03-10: 0.3219; 2010-04-10: 0; 2010-05-10: 0; 2010-10-10: 0.3975
| Low Season Peak Energy cost | 2010-01-10: 0; 2010-02-10: 0; 2010-03-10: 0; 2010-04-10: 0; 2010-05-10: 0
| High Season Peak Energy Charge @ | 2010-06-10: 1.4238; 2010-07-10: 1.4238; 2010-08-10: 1.4238
| High Season Peak Energy cost | 2010-06-10: 0; 2010-07-10: 0; 2010-08-10: 0
| Low Season Standard Energy Charge @ | 2010-01-10: 0.1972; 2010-02-10: 0.1972; 2010-03-10: 0.1972; 2010-04-10: 0; 2010-05-10: 0; 2010-10-10: 0.2435
| Low Season Standard Energy cost | 2010-01-10: 0; 2010-02-10: 0; 2010-03-10: 0; 2010-04-10: 0; 2010-05-10: 0
| High Season Standard Energy Charge @ | 2010-06-10: 0.3701; 2010-07-10: 0.3701; 2010-08-10: 0.3701
| High Season Standard Energy cost | 2010-06-10: 0; 2010-07-10: 0; 2010-08-10: 0
High season Exsess Reactive Energy | bar: 2010-06-10 to 2010-08-10; 2011-06-10 to 2011-08-10
| High season Exsess Reactive Energy @ | 2010-06-10: 0.0589; 2010-07-10: 0.0589; 2010-08-10: 0.0589
| High season Exsess Reactive Cost | 2010-06-10: 0; 2010-07-10: 0; 2010-08-10: 0
| Electrification & Rural Sub @ | 2010-01-10: 0.025; 2010-02-10: 0.025; 2010-03-10: 0.025; 2010-04-10: 0; 2010-05-10: 0; 2010-06-10: 0; 2010-07-10: 0; 2010-08-10: 0; 2010-10-10: 0.0309
| Electrification & Rural cost | 2010-01-10: 0; 2010-02-10: 0; 2010-03-10: 0; 2010-04-10: 0; 2010-05-10: 0; 2010-06-10: 0; 2010-07-10: 0; 2010-08-10: 0
| Retail Environmental Levy Charge @ | 2010-01-10: 0.0197; 2010-02-10: 0.0197; 2010-03-10: 0.0197; 2010-04-10: 0; 2010-05-10: 0; 2010-06-10: 0; 2010-07-10: 0; 2010-08-10: 0; 2010-10-10: 0.02
| Retail Environmental Levy Charge | 2010-01-10: 0; 2010-02-10: 0; 2010-03-10: 0; 2010-04-10: 0; 2010-05-10: 0; 2010-06-10: 0; 2010-07-10: 0; 2010-08-10: 0
| Service | 2010-10-10: 0
Rebilled Adjustments
| Total Costs | 2010-10-10: 1351474.82
| Energy Cost: c/kWh | 2010-01-10: #DIV/0!; 2010-02-10: #DIV/0!; 2010-03-10: #DIV/0!; 2010-04-10: #DIV/0!; 2010-05-10: #DIV/0!; 2010-06-10: #DIV/0!; 2010-07-10: #DIV/0!; 2010-08-10: #DIV/0!
| Calculated Bill | 2010-01-10: 0; 2010-02-10: 0; 2010-03-10: 0; 2010-04-10: #REF!; 2010-05-10: #REF!; 2010-06-10: 0; 2010-07-10: 0; 2010-08-10: 0
| % Diff Eskom / Calculated | 2010-01-10: #DIV/0!; 2010-02-10: #DIV/0!; 2010-03-10: #DIV/0!; 2010-04-10: #REF!; 2010-05-10: #REF!; 2010-06-10: #DIV/0!; 2010-07-10: #DIV/0!; 2010-08-10: #DIV/0!
5245810807
Hartebeest Plant - LGGP | Notified Max Demand | 2010-10-10: 6000
| Utilised Capacity | 2010-10-10: 6000
| Energy Consumption Off peak kWh | 2010-10-10: 154274.92
| Energy Consumption Standard kWh | 2010-10-10: 133915.27
| Energy Consumption Peak kWh | 2010-10-10: 51147.22
| Energy Consumption All kWh | 2010-10-10: 339337.41
| Off-Peak Demand Consumption | 2010-10-10: 1182.97
| Std Demand Consumption | 2010-10-10: 1291.12
| Peak Demand Consumption | 2010-10-10: 1397.76
| Demand Reading kW/kVA | 2010-10-10: 1397.76
| Reactive Energy Off Peak | 2010-10-10: 192741.66
| Reactive Energy Standard | 2010-10-10: 165150.87
| Reactive Energy Peak | 2010-10-10: 64380.79
| Excess Reactive Energy | 2010-10-10: 0
| Load Factor | 2010-10-10: 51
| Days | 2010-10-10: 31
| Admin Charge @ rate | 2010-01-10: 42.37; 2010-02-10: 42.37; 2010-03-10: 42.37; 2010-04-10: 0; 2010-05-10: 0; 2010-06-10: 0; 2010-07-10: 0; 2010-08-10: 0; 2010-10-10: 52.33
| Admin Costs | 2010-01-10: 0; 2010-02-10: 0; 2010-03-10: 0; 2010-04-10: 0; 2010-05-10: 0; 2010-06-10: 0; 2010-07-10: 0; 2010-08-10: 0
| TX Network Access Charge @ rate | 2010-01-10: 2.71; 2010-02-10: 2.71; 2010-03-10: 2.71; 2010-04-10: 0; 2010-05-10: 0; 2010-06-10: 0; 2010-07-10: 0; 2010-08-10: 0; 2010-10-10: 3.35
| TX Network Access Cost | 2010-01-10: 0; 2010-02-10: 0; 2010-03-10: 0; 2010-04-10: 0; 2010-05-10: 0; 2010-06-10: 0; 2010-07-10: 0; 2010-08-10: 0
| Network Access Charge @ Rate | 2010-01-10: 5.44; 2010-02-10: 5.44; 2010-03-10: 5.44; 2010-04-10: 0; 2010-05-10: 0; 2010-06-10: 0; 2010-07-10: 0; 2010-08-10: 0; 2010-10-10: 6.72
| Network Access cost | 2010-01-10: 0; 2010-02-10: 0; 2010-03-10: 0; 2010-04-10: 0; 2010-05-10: 0; 2010-06-10: 0; 2010-07-10: 0; 2010-08-10: 0
| Network Demand Charge @ rate | 2010-01-10: 10.31; 2010-02-10: 10.31; 2010-03-10: 10.31; 2010-04-10: 0; 2010-05-10: 0; 2010-06-10: 0; 2010-07-10: 0; 2010-08-10: 0; 2010-10-10: 12.73
| Network Demand cost | 2010-01-10: 0; 2010-02-10: 0; 2010-03-10: 0; 2010-04-10: 0; 2010-05-10: 0; 2010-06-10: 0; 2010-07-10: 0; 2010-08-10: 0
| Number of Events | 2010-10-10: 0
| NMD exceeded by | 2010-10-10: 0
| Excess NAC charge @ | 2010-08-10: 10.07; 2010-10-10: 0
| Excess NAC charge | 2010-08-10: 0
| Low Season Off-peak Energy Charge @ | 2010-01-10: 0.1379; 2010-02-10: 0.1379; 2010-03-10: 0.1379; 2010-04-10: #REF!; 2010-05-10: #REF!; 2010-10-10: 0.1703
| Low Season Off-peak Energy cost | 2010-01-10: 0; 2010-02-10: 0; 2010-03-10: 0; 2010-04-10: #REF!; 2010-05-10: #REF!
| High Season Off-peak Energy Charge @ | 2010-08-10: 0.1977
| High Season Off-peak Energy cost | 2010-06-10: 0; 2010-07-10: 0; 2010-08-10: 0
| Low Season Peak Energy Charge @ | 2010-01-10: 0.3219; 2010-02-10: 0.3219; 2010-03-10: 0.3219; 2010-04-10: 0; 2010-05-10: 0; 2010-10-10: 0.3975
| Low Season Peak Energy cost | 2010-01-10: 0; 2010-02-10: 0; 2010-03-10: 0; 2010-04-10: 0; 2010-05-10: 0
| High Season Peak Energy Charge @ | 2010-08-10: 1.4238
| High Season Peak Energy cost | 2010-06-10: 0; 2010-07-10: 0; 2010-08-10: 0
| Low Season Standard Energy Charge @ | 2010-01-10: 0.1972; 2010-02-10: 0.1972; 2010-03-10: 0.1972; 2010-04-10: 0; 2010-05-10: 0; 2010-10-10: 0.2435
| Low Season Standard Energy cost | 2010-01-10: 0; 2010-02-10: 0; 2010-03-10: 0; 2010-04-10: 0; 2010-05-10: 0
| High Season Standard Energy Charge @ | 2010-08-10: 0.3701
| High Season Standard Energy cost | 2010-06-10: 0; 2010-07-10: 0; 2010-08-10: 0
High season Exsess Reactive Energy | bar: 2010-06-10 to 2010-08-10; 2011-06-10 to 2011-08-10
| High season Exsess Reactive Energy @ | 2010-08-10: 0.0589
| High season Exsess Reactive Cost | 2010-06-10: 0; 2010-07-10: 0; 2010-08-10: 0
| Electrification & Rural Sub @ | 2010-01-10: 0.025; 2010-02-10: 0.025; 2010-03-10: 0.025; 2010-04-10: 0; 2010-05-10: 0; 2010-06-10: 0; 2010-07-10: 0; 2010-08-10: 0; 2010-10-10: 0.0309
| Electrification & Rural cost | 2010-01-10: 0; 2010-02-10: 0; 2010-03-10: 0; 2010-04-10: 0; 2010-05-10: 0; 2010-06-10: 0; 2010-07-10: 0; 2010-08-10: 0
| Retail Environmental Levy Charge @ | 2010-01-10: 0.0197; 2010-02-10: 0.0197; 2010-03-10: 0.0197; 2010-04-10: 0; 2010-05-10: 0; 2010-06-10: 0; 2010-07-10: 0; 2010-08-10: 0; 2010-10-10: 0.02
| Retail Environmental Levy Charge | 2010-01-10: 0; 2010-02-10: 0; 2010-03-10: 0; 2010-04-10: 0; 2010-05-10: 0; 2010-06-10: 0; 2010-07-10: 0; 2010-08-10: 0
| Service | 2010-10-10: 50800.63
Rebilled Adjustments
| Total Costs | 2010-10-10: 227120.85
| Energy Cost: c/kWh | 2010-01-10: #DIV/0!; 2010-02-10: #DIV/0!; 2010-03-10: #DIV/0!; 2010-04-10: #DIV/0!; 2010-05-10: #DIV/0!; 2010-06-10: #DIV/0!; 2010-07-10: #DIV/0!; 2010-08-10: #DIV/0!
| Calculated Bill | 2010-01-10: 0; 2010-02-10: 0; 2010-03-10: 0; 2010-04-10: #REF!; 2010-05-10: #REF!; 2010-06-10: 0; 2010-07-10: 0; 2010-08-10: 0
| % Diff Eskom / Calculated | 2010-01-10: #DIV/0!; 2010-02-10: #DIV/0!; 2010-03-10: #DIV/0!; 2010-04-10: #REF!; 2010-05-10: #REF!; 2010-06-10: #DIV/0!; 2010-07-10: #DIV/0!; 2010-08-10: #DIV/0!
5245810911
Zandpan - 7# | Notified Max Demand | 2010-10-10: 18000
| Utilised Capacity | 2010-10-10: 18000
| Energy Consumption Off peak kWh | 2010-10-10: 2420302.32
| Energy Consumption Standard kWh | 2010-10-10: 1743053.4
| Energy Consumption Peak kWh | 2010-10-10: 648653.76
| Energy Consumption All kWh | 2010-10-10: 4812009.48
| Off-Peak Demand Consumption | 2010-10-10: 13141.73
| Std Demand Consumption | 2010-10-10: 12984.27
| Peak Demand Consumption | 2010-10-10: 12451.07
| Demand Reading kW/kVA | 2010-10-10: 13141.73
| Reactive Energy Off Peak | 2010-10-10: 2151718.56
| Reactive Energy Standard | 2010-10-10: 1439352
| Reactive Energy Peak | 2010-10-10: 563478.84
| Excess Reactive Energy | 2010-10-10: 0
| Load Factor | 2010-10-10: 56
| Days | 2010-10-10: 31
| Admin Charge @ rate | 2010-01-10: 42.37; 2010-02-10: 42.37; 2010-03-10: 42.37; 2010-04-10: 0; 2010-05-10: 0; 2010-06-10: 0; 2010-07-10: 0; 2010-08-10: 0; 2010-10-10: 52.33
| Admin Costs | 2010-01-10: 0; 2010-02-10: 0; 2010-03-10: 0; 2010-04-10: 0; 2010-05-10: 0; 2010-06-10: 0; 2010-07-10: 0; 2010-08-10: 0
| TX Network Access Charge @ rate | 2010-01-10: 2.71; 2010-02-10: 2.71; 2010-03-10: 2.71; 2010-04-10: 0; 2010-05-10: 0; 2010-06-10: 0; 2010-07-10: 0; 2010-08-10: 0; 2010-10-10: 3.35
| TX Network Access Cost | 2010-01-10: 0; 2010-02-10: 0; 2010-03-10: 0; 2010-04-10: 0; 2010-05-10: 0; 2010-06-10: 0; 2010-07-10: 0; 2010-08-10: 0
| Network Access Charge @ Rate | 2010-01-10: 5.44; 2010-02-10: 5.44; 2010-03-10: 5.44; 2010-04-10: 0; 2010-05-10: 0; 2010-06-10: 0; 2010-07-10: 0; 2010-08-10: 0; 2010-10-10: 6.72
| Network Access cost | 2010-01-10: 0; 2010-02-10: 0; 2010-03-10: 0; 2010-04-10: 0; 2010-05-10: 0; 2010-06-10: 0; 2010-07-10: 0; 2010-08-10: 0
| Network Demand Charge @ rate | 2010-01-10: 10.31; 2010-02-10: 10.31; 2010-03-10: 10.31; 2010-04-10: 0; 2010-05-10: 0; 2010-06-10: 0; 2010-07-10: 0; 2010-08-10: 0; 2010-10-10: 12.73
| Network Demand cost | 2010-01-10: 0; 2010-02-10: 0; 2010-03-10: 0; 2010-04-10: 0; 2010-05-10: 0; 2010-06-10: 0; 2010-07-10: 0; 2010-08-10: 0
| Number of Events | 2010-10-10: 0
| NMD exceeded by | 2010-10-10: 0
| Excess NAC charge @ | 2010-08-10: 10.07; 2010-10-10: 0
| Excess NAC charge | 2010-08-10: 0
| Low Season Off-peak Energy Charge @ | 2010-01-10: 0.1379; 2010-02-10: 0.1379; 2010-03-10: 0.1379; 2010-04-10: #REF!; 2010-05-10: #REF!; 2010-10-10: 0.1703
| Low Season Off-peak Energy cost | 2010-01-10: 0; 2010-02-10: 0; 2010-03-10: 0; 2010-04-10: #REF!; 2010-05-10: #REF!
| High Season Off-peak Energy Charge @ | 2010-06-10: 0.1977; 2010-07-10: 0.1977; 2010-08-10: 0.1977
| High Season Off-peak Energy cost | 2010-06-10: 0; 2010-07-10: 0; 2010-08-10: 0
| Low Season Peak Energy Charge @ | 2010-01-10: 0.3219; 2010-02-10: 0.3219; 2010-03-10: 0.3219; 2010-04-10: 0; 2010-05-10: 0; 2010-10-10: 0.3975
| Low Season Peak Energy cost | 2010-01-10: 0; 2010-02-10: 0; 2010-03-10: 0; 2010-04-10: 0; 2010-05-10: 0
| High Season Peak Energy Charge @ | 2010-06-10: 1.4238; 2010-07-10: 1.4238; 2010-08-10: 1.4238
| High Season Peak Energy cost | 2010-06-10: 0; 2010-07-10: 0; 2010-08-10: 0
| Low Season Standard Energy Charge @ | 2010-01-10: 0.1972; 2010-02-10: 0.1972; 2010-03-10: 0.1972; 2010-04-10: 0; 2010-05-10: 0; 2010-10-10: 0.2435
| Low Season Standard Energy cost | 2010-01-10: 0; 2010-02-10: 0; 2010-03-10: 0; 2010-04-10: 0; 2010-05-10: 0
| High Season Standard Energy Charge @ | 2010-06-10: 0.3701; 2010-07-10: 0.3701; 2010-08-10: 0.3701
| High Season Standard Energy cost | 2010-06-10: 0; 2010-07-10: 0; 2010-08-10: 0
High season Exsess Reactive Energy | bar: 2010-06-10 to 2010-08-10; 2011-06-10 to 2011-08-10
| High season Exsess Reactive Energy @ | 2010-06-10: 0.0589; 2010-07-10: 0.0589; 2010-08-10: 0.0589
| High season Exsess Reactive Cost | 2010-06-10: 0; 2010-07-10: 0; 2010-08-10: 0
| Electrification & Rural Sub @ | 2010-01-10: 0.025; 2010-02-10: 0.025; 2010-03-10: 0.025; 2010-04-10: 0; 2010-05-10: 0; 2010-06-10: 0; 2010-07-10: 0; 2010-08-10: 0; 2010-10-10: 0.0309
| Electrification & Rural cost | 2010-01-10: 0; 2010-02-10: 0; 2010-03-10: 0; 2010-04-10: 0; 2010-05-10: 0; 2010-06-10: 0; 2010-07-10: 0; 2010-08-10: 0
| Retail Environmental Levy Charge @ | 2010-01-10: 0.0197; 2010-02-10: 0.0197; 2010-03-10: 0.0197; 2010-04-10: 0; 2010-05-10: 0; 2010-06-10: 0; 2010-07-10: 0; 2010-08-10: 0; 2010-10-10: 0.02
| Retail Environmental Levy Charge | 2010-01-10: 0; 2010-02-10: 0; 2010-03-10: 0; 2010-04-10: 0; 2010-05-10: 0; 2010-06-10: 0; 2010-07-10: 0; 2010-08-10: 0
| Service | 2010-10-10: 0
Rebilled Adjustments
| Total Costs | 2010-10-10: 1687554.06
| Energy Cost: c/kWh | 2010-01-10: #DIV/0!; 2010-02-10: #DIV/0!; 2010-03-10: #DIV/0!; 2010-04-10: #DIV/0!; 2010-05-10: #DIV/0!; 2010-06-10: #DIV/0!; 2010-07-10: #DIV/0!; 2010-08-10: #DIV/0!
| Calculated Bill | 2010-01-10: 0; 2010-02-10: 0; 2010-03-10: 0; 2010-04-10: #REF!; 2010-05-10: #REF!; 2010-06-10: 0; 2010-07-10: 0; 2010-08-10: 0
| % Diff Eskom / Calculated | 2010-01-10: #DIV/0!; 2010-02-10: #DIV/0!; 2010-03-10: #DIV/0!; 2010-04-10: #REF!; 2010-05-10: #REF!; 2010-06-10: #DIV/0!; 2010-07-10: #DIV/0!; 2010-08-10: #DIV/0!
9588117005
Buffels Orangia - 12# | Notified Max Demand | 2010-10-10: 10000
| Utilised Capacity | 2010-10-10: 10000
| Energy Consumption Off peak kWh | 2010-10-10: 1046322.72
| Energy Consumption Standard kWh | 2010-10-10: 795507.12
| Energy Consumption Peak kWh | 2010-10-10: 301114.8
| Energy Consumption All kWh | 2010-10-10: 2142944.64
| Off-Peak Demand Consumption | 2010-10-10: 7316.72
| Std Demand Consumption | 2010-10-10: 6135.64
| Peak Demand Consumption | 2010-10-10: 5162.24
| Demand Reading kW/kVA | 2010-10-10: 7316.72
| Reactive Energy Off Peak | 2010-10-10: 705573.72
| Reactive Energy Standard | 2010-10-10: 558381.24
| Reactive Energy Peak | 2010-10-10: 215959.32
| Excess Reactive Energy | 2010-10-10: 0
| Load Factor | 2010-10-10: 47
| Days | 2010-10-10: 31
| Admin Charge @ rate | 2010-01-10: 42.37; 2010-02-10: 42.37; 2010-03-10: 42.37; 2010-04-10: 0; 2010-05-10: 0; 2010-06-10: 0; 2010-07-10: 0; 2010-08-10: 0; 2010-10-10: 52.33
| Admin Costs | 2010-01-10: 0; 2010-02-10: 0; 2010-03-10: 0; 2010-04-10: 0; 2010-05-10: 0; 2010-06-10: 0; 2010-07-10: 0; 2010-08-10: 0
| TX Network Access Charge @ rate | 2010-01-10: 2.71; 2010-02-10: 2.71; 2010-03-10: 2.71; 2010-04-10: 0; 2010-05-10: 0; 2010-06-10: 0; 2010-07-10: 0; 2010-08-10: 0; 2010-10-10: 3.35
| TX Network Access Cost | 2010-01-10: 0; 2010-02-10: 0; 2010-03-10: 0; 2010-04-10: 0; 2010-05-10: 0; 2010-06-10: 0; 2010-07-10: 0; 2010-08-10: 0
| Network Access Charge @ Rate | 2010-01-10: 5.44; 2010-02-10: 5.44; 2010-03-10: 5.44; 2010-04-10: 0; 2010-05-10: 0; 2010-06-10: 0; 2010-07-10: 0; 2010-08-10: 0; 2010-10-10: 6.72
| Network Access cost | 2010-01-10: 0; 2010-02-10: 0; 2010-03-10: 0; 2010-04-10: 0; 2010-05-10: 0; 2010-06-10: 0; 2010-07-10: 0; 2010-08-10: 0
| Network Demand Charge @ rate | 2010-01-10: 10.31; 2010-02-10: 10.31; 2010-03-10: 10.31; 2010-04-10: 0; 2010-05-10: 0; 2010-06-10: 0; 2010-07-10: 0; 2010-08-10: 0; 2010-10-10: 12.73
| Network Demand cost | 2010-01-10: 0; 2010-02-10: 0; 2010-03-10: 0; 2010-04-10: 0; 2010-05-10: 0; 2010-06-10: 0; 2010-07-10: 0; 2010-08-10: 0
| Number of Events | 2010-10-10: 0
| NMD exceeded by | 2010-10-10: 0
| Excess NAC charge @ | 2010-08-10: 10.07; 2010-10-10: 0
| Excess NAC charge | 2010-08-10: 0
| Low Season Off-peak Energy Charge @ | 2010-01-10: 0.1379; 2010-02-10: 0.1379; 2010-03-10: 0.1379; 2010-04-10: #REF!; 2010-05-10: #REF!; 2010-10-10: 0.1703
| Low Season Off-peak Energy cost | 2010-01-10: 0; 2010-02-10: 0; 2010-03-10: 0; 2010-04-10: #REF!; 2010-05-10: #REF!
| High Season Off-peak Energy Charge @ | 2010-06-10: 0.1977; 2010-07-10: 0.1977; 2010-08-10: 0.1977
| High Season Off-peak Energy cost | 2010-06-10: 0; 2010-07-10: 0; 2010-08-10: 0
| Low Season Peak Energy Charge @ | 2010-01-10: 0.3219; 2010-02-10: 0.3219; 2010-03-10: 0.3219; 2010-04-10: 0; 2010-05-10: 0; 2010-10-10: 0.3975
| Low Season Peak Energy cost | 2010-01-10: 0; 2010-02-10: 0; 2010-03-10: 0; 2010-04-10: 0; 2010-05-10: 0
| High Season Peak Energy Charge @ | 2010-06-10: 1.4238; 2010-07-10: 1.4238; 2010-08-10: 1.4238
| High Season Peak Energy cost | 2010-06-10: 0; 2010-07-10: 0; 2010-08-10: 0
| Low Season Standard Energy Charge @ | 2010-01-10: 0.1972; 2010-02-10: 0.1972; 2010-03-10: 0.1972; 2010-04-10: 0; 2010-05-10: 0; 2010-10-10: 0.2435
| Low Season Standard Energy cost | 2010-01-10: 0; 2010-02-10: 0; 2010-03-10: 0; 2010-04-10: 0; 2010-05-10: 0
| High Season Standard Energy Charge @ | 2010-06-10: 0.3701; 2010-07-10: 0.3701; 2010-08-10: 0.3701
| High Season Standard Energy cost | 2010-06-10: 0; 2010-07-10: 0; 2010-08-10: 0
High season Exsess Reactive Energy | bar: 2010-06-10 to 2010-08-10; 2011-06-10 to 2011-08-10
| High season Exsess Reactive Energy @ | 2010-06-10: 0.0589; 2010-07-10: 0.0589; 2010-08-10: 0.0589
| High season Exsess Reactive Cost | 2010-06-10: 0; 2010-07-10: 0; 2010-08-10: 0
| Electrification & Rural Sub @ | 2010-01-10: 0.025; 2010-02-10: 0.025; 2010-03-10: 0.025; 2010-04-10: 0; 2010-05-10: 0; 2010-06-10: 0; 2010-07-10: 0; 2010-08-10: 0; 2010-10-10: 0.0309
| Electrification & Rural cost | 2010-01-10: 0; 2010-02-10: 0; 2010-03-10: 0; 2010-04-10: 0; 2010-05-10: 0; 2010-06-10: 0; 2010-07-10: 0; 2010-08-10: 0
| Retail Environmental Levy Charge @ | 2010-01-10: 0.0197; 2010-02-10: 0.0197; 2010-03-10: 0.0197; 2010-04-10: 0; 2010-05-10: 0; 2010-06-10: 0; 2010-07-10: 0; 2010-08-10: 0; 2010-10-10: 0.02
| Retail Environmental Levy Charge | 2010-01-10: 0; 2010-02-10: 0; 2010-03-10: 0; 2010-04-10: 0; 2010-05-10: 0; 2010-06-10: 0; 2010-07-10: 0; 2010-08-10: 0
| Service | 2010-10-10: 0
Rebilled Adjustments
| Total Costs | 2010-10-10: 781092.92
| Energy Cost: c/kWh | 2010-01-10: #DIV/0!; 2010-02-10: #DIV/0!; 2010-03-10: #DIV/0!; 2010-04-10: #DIV/0!; 2010-05-10: #DIV/0!; 2010-06-10: #DIV/0!; 2010-07-10: #DIV/0!; 2010-08-10: #DIV/0!
| Calculated Bill | 2010-01-10: 0; 2010-02-10: 0; 2010-03-10: 0; 2010-04-10: #REF!; 2010-05-10: #REF!; 2010-06-10: 0; 2010-07-10: 0; 2010-08-10: 0
| % Diff Eskom / Calculated | 2010-01-10: #DIV/0!; 2010-02-10: #DIV/0!; 2010-03-10: #DIV/0!; 2010-04-10: #REF!; 2010-05-10: #REF!; 2010-06-10: #DIV/0!; 2010-07-10: #DIV/0!; 2010-08-10: #DIV/0!
9588117135
Buffels Mill - SGP | Notified Max Demand | 2010-10-10: 16649
| Utilised Capacity | 2010-10-10: 16649
| Energy Consumption Off peak kWh | 2010-10-10: 3871820.88
| Energy Consumption Standard kWh | 2010-10-10: 2417109.6
| Energy Consumption Peak kWh | 2010-10-10: 941382.84
| Energy Consumption All kWh | 2010-10-10: 7230313.32
| Off-Peak Demand Consumption | 2010-10-10: 11975.93
| Std Demand Consumption | 2010-10-10: 11917.54
| Peak Demand Consumption | 2010-10-10: 12052.97
| Demand Reading kW/kVA | 2010-10-10: 12052.97
| Reactive Energy Off Peak | 2010-10-10: 770404.92
| Reactive Energy Standard | 2010-10-10: 516534.6
| Reactive Energy Peak | 2010-10-10: 207962.88
| Excess Reactive Energy | 2010-10-10: 0
| Load Factor | 2010-10-10: 82
| Days | 2010-10-10: 31
| Admin Charge @ rate | 2010-01-10: 42.37; 2010-02-10: 42.37; 2010-03-10: 42.37; 2010-04-10: 0; 2010-05-10: 0; 2010-06-10: 0; 2010-07-10: 0; 2010-08-10: 0; 2010-10-10: 52.33
| Admin Costs | 2010-01-10: 0; 2010-02-10: 0; 2010-03-10: 0; 2010-04-10: 0; 2010-05-10: 0; 2010-06-10: 0; 2010-07-10: 0; 2010-08-10: 0
| TX Network Access Charge @ rate | 2010-01-10: 2.71; 2010-02-10: 2.71; 2010-03-10: 2.71; 2010-04-10: 0; 2010-05-10: 0; 2010-06-10: 0; 2010-07-10: 0; 2010-08-10: 0; 2010-10-10: 3.35
| TX Network Access Cost | 2010-01-10: 0; 2010-02-10: 0; 2010-03-10: 0; 2010-04-10: 0; 2010-05-10: 0; 2010-06-10: 0; 2010-07-10: 0; 2010-08-10: 0
| Network Access Charge @ Rate | 2010-01-10: 5.44; 2010-02-10: 5.44; 2010-03-10: 5.44; 2010-04-10: 0; 2010-05-10: 0; 2010-06-10: 0; 2010-07-10: 0; 2010-08-10: 0; 2010-10-10: 6.72
| Network Access cost | 2010-01-10: 0; 2010-02-10: 0; 2010-03-10: 0; 2010-04-10: 0; 2010-05-10: 0; 2010-06-10: 0; 2010-07-10: 0; 2010-08-10: 0
| Network Demand Charge @ rate | 2010-01-10: 10.31; 2010-02-10: 10.31; 2010-03-10: 10.31; 2010-04-10: #REF!; 2010-05-10: #REF!; 2010-06-10: 0; 2010-07-10: 0; 2010-08-10: 0; 2010-10-10: 12.73
| Network Demand cost | 2010-01-10: 0; 2010-02-10: 0; 2010-03-10: 0; 2010-04-10: #REF!; 2010-05-10: #REF!; 2010-06-10: 0; 2010-07-10: 0; 2010-08-10: 0
| Number of Events | 2010-10-10: 0
| NMD exceeded by | 2010-10-10: 0
| Excess NAC charge @ | 2010-08-10: 10.07; 2010-10-10: 0
| Excess NAC charge | 2010-08-10: 0
| Low Season Off-peak Energy Charge @ | 2010-01-10: 0.1379; 2010-02-10: 0.1379; 2010-03-10: 0.1379; 2010-04-10: 0; 2010-05-10: 0; 2010-10-10: 0.1703
| Low Season Off-peak Energy cost | 2010-01-10: 0; 2010-02-10: 0; 2010-03-10: 0; 2010-04-10: 0; 2010-05-10: 0
| High Season Off-peak Energy Charge @ | 2010-06-10: 0.1977; 2010-07-10: 0.1977; 2010-08-10: 0.1977
| High Season Off-peak Energy cost | 2010-06-10: 0; 2010-07-10: 0; 2010-08-10: 0
| Low Season Peak Energy Charge @ | 2010-01-10: 0.3219; 2010-02-10: 0.3219; 2010-03-10: 0.3219; 2010-04-10: 0; 2010-05-10: 0; 2010-10-10: 0.3975
| Low Season Peak Energy cost | 2010-01-10: 0; 2010-02-10: 0; 2010-03-10: 0; 2010-04-10: 0; 2010-05-10: 0
| High Season Peak Energy Charge @ | 2010-06-10: 1.4238; 2010-07-10: 1.4238; 2010-08-10: 1.4238
| High Season Peak Energy cost | 2010-06-10: 0; 2010-07-10: 0; 2010-08-10: 0
| Low Season Standard Energy Charge @ | 2010-01-10: 0.1972; 2010-02-10: 0.1972; 2010-03-10: 0.1972; 2010-04-10: 0; 2010-05-10: 0; 2010-10-10: 0.2435
| Low Season Standard Energy cost | 2010-01-10: 0; 2010-02-10: 0; 2010-03-10: 0; 2010-04-10: 0; 2010-05-10: 0
| High Season Standard Energy Charge @ | 2010-06-10: 0.3701; 2010-07-10: 0.3701; 2010-08-10: 0.3701
| High Season Standard Energy cost | 2010-06-10: 0; 2010-07-10: 0; 2010-08-10: 0
High season Exsess Reactive Energy | bar: 2010-06-10 to 2010-08-10; 2011-06-10 to 2011-08-10
| High season Exsess Reactive Energy @ | 2010-06-10: 0.0589; 2010-07-10: 0.0589; 2010-08-10: 0.0589
| High season Exsess Reactive Cost | 2010-06-10: 0; 2010-07-10: 0; 2010-08-10: 0
| Electrification & Rural Sub @ | 2010-01-10: 0.025; 2010-02-10: 0.025; 2010-03-10: 0.025; 2010-04-10: 0; 2010-05-10: 0; 2010-06-10: 0; 2010-07-10: 0; 2010-08-10: 0; 2010-10-10: 0.0309
| Electrification & Rural cost | 2010-01-10: 0; 2010-02-10: 0; 2010-03-10: 0; 2010-04-10: 0; 2010-05-10: 0; 2010-06-10: 0; 2010-07-10: 0; 2010-08-10: 0
| Retail Environmental Levy Charge @ | 2010-01-10: 0.0197; 2010-02-10: 0.0197; 2010-03-10: 0.0197; 2010-04-10: 0; 2010-05-10: 0; 2010-06-10: 0; 2010-07-10: 0; 2010-08-10: 0; 2010-10-10: 0.02
| Retail Environmental Levy Charge | 2010-01-10: 0; 2010-02-10: 0; 2010-03-10: 0; 2010-04-10: 0; 2010-05-10: 0; 2010-06-10: 0; 2010-07-10: 0; 2010-08-10: 0
| Service | 2010-10-10: 0
Rebilled Adjustments
| Total Costs | 2010-10-10: 2312872.05
| Energy Cost: c/kWh | 2010-01-10: #DIV/0!; 2010-02-10: #DIV/0!; 2010-03-10: #DIV/0!; 2010-04-10: #DIV/0!; 2010-05-10: #DIV/0!; 2010-06-10: #DIV/0!; 2010-07-10: #DIV/0!; 2010-08-10: #DIV/0!
| Calculated Bill | 2010-01-10: 0; 2010-02-10: 0; 2010-03-10: 0; 2010-04-10: #REF!; 2010-05-10: #REF!; 2010-06-10: 0; 2010-07-10: 0; 2010-08-10: 0
| % Diff Eskom / Calculated | 2010-01-10: #DIV/0!; 2010-02-10: #DIV/0!; 2010-03-10: #DIV/0!; 2010-04-10: #REF!; 2010-05-10: #REF!; 2010-06-10: #DIV/0!; 2010-07-10: #DIV/0!; 2010-08-10: #DIV/0!
9588117157
Buffels East - 10# | Notified Max Demand | 2010-10-10: 9825
| Utilised Capacity | 2010-10-10: 11439.89
| Energy Consumption Off peak kWh | 2010-10-10: 2853024.61
| Energy Consumption Standard kWh | 2010-10-10: 1592685.37
| Energy Consumption Peak kWh | 2010-10-10: 650707.83
| Energy Consumption All kWh | 2010-10-10: 5096417.81
| Off-Peak Demand Consumption | 2010-10-10: 10867.81
| Std Demand Consumption | 2010-10-10: 10843.5
| Peak Demand Consumption | 2010-10-10: 10552.53
| Demand Reading kW/kVA | 2010-10-10: 10867.81
| Reactive Energy Off Peak | 2010-10-10: 1792236.93
| Reactive Energy Standard | 2010-10-10: 1078342.44
| Reactive Energy Peak | 2010-10-10: 434509.98
| Excess Reactive Energy | 2010-10-10: 0
| Load Factor | 2010-10-10: 74
| Days | 2010-10-10: 31
| Admin Charge @ rate | 2010-01-10: 42.37; 2010-02-10: 42.37; 2010-03-10: 42.37; 2010-04-10: 0; 2010-05-10: 0; 2010-06-10: 0; 2010-07-10: 0; 2010-08-10: 0; 2010-10-10: 52.33
| Admin Costs | 2010-01-10: 0; 2010-02-10: 0; 2010-03-10: 0; 2010-04-10: 0; 2010-05-10: 0; 2010-06-10: 0; 2010-07-10: 0; 2010-08-10: 0
| TX Network Access Charge @ rate | 2010-01-10: 2.71; 2010-02-10: 2.71; 2010-03-10: 2.71; 2010-04-10: 0; 2010-05-10: 0; 2010-06-10: 0; 2010-07-10: 0; 2010-08-10: 0; 2010-10-10: 3.35
| TX Network Access Cost | 2010-01-10: 0; 2010-02-10: 0; 2010-03-10: 0; 2010-04-10: 0; 2010-05-10: 0; 2010-06-10: 0; 2010-07-10: 0; 2010-08-10: 0
| Network Access Charge @ Rate | 2010-01-10: 5.44; 2010-02-10: 5.44; 2010-03-10: 5.44; 2010-04-10: 0; 2010-05-10: 0; 2010-06-10: 0; 2010-07-10: 0; 2010-08-10: 0; 2010-10-10: 6.72
| Network Access cost | 2010-01-10: 0; 2010-02-10: 0; 2010-03-10: 0; 2010-04-10: 0; 2010-05-10: 0; 2010-06-10: 0; 2010-07-10: 0; 2010-08-10: 0
| Network Demand Charge @ rate | 2010-01-10: 10.31; 2010-02-10: 10.31; 2010-03-10: 10.31; 2010-04-10: 0; 2010-05-10: 0; 2010-06-10: 0; 2010-07-10: 0; 2010-08-10: 0; 2010-10-10: 12.73
| Network Demand cost | 2010-01-10: 0; 2010-02-10: 0; 2010-03-10: 0; 2010-04-10: 0; 2010-05-10: 0; 2010-06-10: 0; 2010-07-10: 0; 2010-08-10: 0
| Number of Events | 2010-10-10: 11
| NMD exceeded by | 2010-10-10: 1042.82
| Excess NAC charge @ | 2010-08-10: 10.07; 2010-10-10: 10.07
| Excess NAC charge | 2010-08-10: 0
| Low Season Off-peak Energy Charge @ | 2010-01-10: 0.1379; 2010-02-10: 0.1379; 2010-03-10: 0.1379; 2010-04-10: #REF!; 2010-05-10: #REF!; 2010-10-10: 0.1703
| Low Season Off-peak Energy cost | 2010-01-10: 0; 2010-02-10: 0; 2010-03-10: 0; 2010-04-10: #REF!; 2010-05-10: #REF!
| High Season Off-peak Energy Charge @ | 2010-06-10: 0.1977; 2010-07-10: 0.1977; 2010-08-10: 0.1977
| High Season Off-peak Energy cost | 2010-06-10: 0; 2010-07-10: 0; 2010-08-10: 0
| Low Season Peak Energy Charge @ | 2010-01-10: 0.3219; 2010-02-10: 0.3219; 2010-03-10: 0.3219; 2010-04-10: 0; 2010-05-10: 0; 2010-10-10: 0.3975
| Low Season Peak Energy cost | 2010-01-10: 0; 2010-02-10: 0; 2010-03-10: 0; 2010-04-10: 0; 2010-05-10: 0
| High Season Peak Energy Charge @ | 2010-06-10: 1.4238; 2010-07-10: 1.4238; 2010-08-10: 1.4238
| High Season Peak Energy cost | 2010-06-10: 0; 2010-07-10: 0; 2010-08-10: 0
| Low Season Standard Energy Charge @ | 2010-01-10: 0.1972; 2010-02-10: 0.1972; 2010-03-10: 0.1972; 2010-04-10: 0; 2010-05-10: 0; 2010-10-10: 0.2435
| Low Season Standard Energy cost | 2010-01-10: 0; 2010-02-10: 0; 2010-03-10: 0; 2010-04-10: 0; 2010-05-10: 0
| High Season Standard Energy Charge @ | 2010-06-10: 0.3701; 2010-07-10: 0.3701; 2010-08-10: 0.3701
| High Season Standard Energy cost | 2010-06-10: 0; 2010-07-10: 0; 2010-08-10: 0
High season Exsess Reactive Energy | bar: 2010-06-10 to 2010-08-10; 2011-06-10 to 2011-08-10
| High season Exsess Reactive Energy @ | 2010-06-10: 0.0589; 2010-07-10: 0.0589; 2010-08-10: 0.0589
| High season Exsess Reactive Cost | 2010-06-10: 0; 2010-07-10: 0; 2010-08-10: 0
| Electrification & Rural Sub @ | 2010-01-10: 0.025; 2010-02-10: 0.025; 2010-03-10: 0.025; 2010-04-10: 0; 2010-05-10: 0; 2010-06-10: 0; 2010-07-10: 0; 2010-08-10: 0; 2010-10-10: 0.0309
| Electrification & Rural cost | 2010-01-10: 0; 2010-02-10: 0; 2010-03-10: 0; 2010-04-10: 0; 2010-05-10: 0; 2010-06-10: 0; 2010-07-10: 0; 2010-08-10: 0
| Retail Environmental Levy Charge @ | 2010-01-10: 0.0197; 2010-02-10: 0.0197; 2010-03-10: 0.0197; 2010-04-10: 0; 2010-05-10: 0; 2010-06-10: 0; 2010-07-10: 0; 2010-08-10: 0; 2010-10-10: 0.02
| Retail Environmental Levy Charge | 2010-01-10: 0; 2010-02-10: 0; 2010-03-10: 0; 2010-04-10: 0; 2010-05-10: 0; 2010-06-10: 0; 2010-07-10: 0; 2010-08-10: 0
| Service | 2010-10-10: 0
Rebilled Adjustments
| Total Costs | 2010-10-10: 1762125.53
| Energy Cost: c/kWh | 2010-01-10: #DIV/0!; 2010-02-10: #DIV/0!; 2010-03-10: #DIV/0!; 2010-04-10: #DIV/0!; 2010-05-10: #DIV/0!; 2010-06-10: #DIV/0!; 2010-07-10: #DIV/0!; 2010-08-10: #DIV/0!
| Calculated Bill | 2010-01-10: 0; 2010-02-10: 0; 2010-03-10: 0; 2010-04-10: #REF!; 2010-05-10: #REF!; 2010-06-10: 0; 2010-07-10: 0; 2010-08-10: 0
| % Diff Eskom / Calculated | 2010-01-10: #DIV/0!; 2010-02-10: #DIV/0!; 2010-03-10: #DIV/0!; 2010-04-10: #REF!; 2010-05-10: #REF!; 2010-06-10: #DIV/0!; 2010-07-10: #DIV/0!; 2010-08-10: #DIV/0!
9588117783
Buffels Four - 11# | Notified Max Demand | 2010-10-10: 2800
| Utilised Capacity | 2010-10-10: 2800
| Energy Consumption Off peak kWh | 2010-10-10: 3533.76
| Energy Consumption Standard kWh | 2010-10-10: 9277.92
| Energy Consumption Peak kWh | 2010-10-10: 5412.96
| Energy Consumption All kWh | 2010-10-10: 18224.64
| Off-Peak Demand Consumption | 2010-10-10: 265.49
| Std Demand Consumption | 2010-10-10: 701.16
| Peak Demand Consumption | 2010-10-10: 1017.74
| Demand Reading kW/kVA | 2010-10-10: 1017.74
| Reactive Energy Off Peak | 2010-10-10: 5677.2
| Reactive Energy Standard | 2010-10-10: 15874.2
| Reactive Energy Peak | 2010-10-10: 8772.48
| Excess Reactive Energy | 2010-10-10: 0
| Load Factor | 2010-10-10: 3
| Days | 2010-10-10: 31
| Admin Charge @ rate | 2010-01-10: 42.37; 2010-02-10: 42.37; 2010-03-10: 42.37; 2010-04-10: 0; 2010-05-10: 0; 2010-06-10: 0; 2010-07-10: 0; 2010-08-10: 0; 2010-10-10: 52.33
| Admin Costs | 2010-01-10: 0; 2010-02-10: 0; 2010-03-10: 0; 2010-04-10: 0; 2010-05-10: 0; 2010-06-10: 0; 2010-07-10: 0; 2010-08-10: 0
| TX Network Access Charge @ rate | 2010-01-10: 2.71; 2010-02-10: 2.71; 2010-03-10: 2.71; 2010-04-10: 0; 2010-05-10: 0; 2010-06-10: 0; 2010-07-10: 0; 2010-08-10: 0; 2010-10-10: 3.35
| TX Network Access Cost | 2010-01-10: 0; 2010-02-10: 0; 2010-03-10: 0; 2010-04-10: 0; 2010-05-10: 0; 2010-06-10: 0; 2010-07-10: 0; 2010-08-10: 0
| Network Access Charge @ Rate | 2010-01-10: 5.44; 2010-02-10: 5.44; 2010-03-10: 5.44; 2010-04-10: 0; 2010-05-10: 0; 2010-06-10: 0; 2010-07-10: 0; 2010-08-10: 0; 2010-10-10: 6.72
| Network Access cost | 2010-01-10: 0; 2010-02-10: 0; 2010-03-10: 0; 2010-04-10: 0; 2010-05-10: 0; 2010-06-10: 0; 2010-07-10: 0; 2010-08-10: 0
| Network Demand Charge @ rate | 2010-01-10: 10.31; 2010-02-10: 10.31; 2010-03-10: 10.31; 2010-04-10: 0; 2010-05-10: 0; 2010-06-10: 0; 2010-07-10: 0; 2010-08-10: 0; 2010-10-10: 12.73
| Network Demand cost | 2010-01-10: 0; 2010-02-10: 0; 2010-03-10: 0; 2010-04-10: 0; 2010-05-10: 0; 2010-06-10: 0; 2010-07-10: 0; 2010-08-10: 0
| Number of Events | 2010-10-10: 0
| NMD exceeded by | 2010-10-10: 0
| Excess NAC charge @ | 2010-08-10: 10.07; 2010-10-10: 0
| Excess NAC charge | 2010-08-10: 0
| Low Season Off-peak Energy Charge @ | 2010-01-10: 0.1379; 2010-02-10: 0.1379; 2010-03-10: 0.1379; 2010-04-10: #REF!; 2010-05-10: #REF!; 2010-10-10: 0.1703
| Low Season Off-peak Energy cost | 2010-01-10: 0; 2010-02-10: 0; 2010-03-10: 0; 2010-04-10: #REF!; 2010-05-10: #REF!
| High Season Off-peak Energy Charge @ | 2010-06-10: 0.1977; 2010-07-10: 0.1977; 2010-08-10: 0.1977
| High Season Off-peak Energy cost | 2010-06-10: 0; 2010-07-10: 0; 2010-08-10: 0
| Low Season Peak Energy Charge @ | 2010-01-10: 0.3219; 2010-02-10: 0.3219; 2010-03-10: 0.3219; 2010-04-10: 0; 2010-05-10: 0; 2010-10-10: 0.3975
| Low Season Peak Energy cost | 2010-01-10: 0; 2010-02-10: 0; 2010-03-10: 0; 2010-04-10: 0; 2010-05-10: 0
| High Season Peak Energy Charge @ | 2010-06-10: 1.4238; 2010-07-10: 1.4238; 2010-08-10: 1.4238
| High Season Peak Energy cost | 2010-06-10: 0; 2010-07-10: 0; 2010-08-10: 0
| Low Season Standard Energy Charge @ | 2010-01-10: 0.1972; 2010-02-10: 0.1972; 2010-03-10: 0.1972; 2010-04-10: 0; 2010-05-10: 0; 2010-10-10: 0.2435
| Low Season Standard Energy cost | 2010-01-10: 0; 2010-02-10: 0; 2010-03-10: 0; 2010-04-10: 0; 2010-05-10: 0
| High Season Standard Energy Charge @ | 2010-06-10: 0.3701; 2010-07-10: 0.3701; 2010-08-10: 0.3701
| High Season Standard Energy cost | 2010-06-10: 0; 2010-07-10: 0; 2010-08-10: 0
High season Exsess Reactive Energy | bar: 2010-06-10 to 2010-08-10; 2011-06-10 to 2011-08-10
| High season Exsess Reactive Energy @ | 2010-06-10: 0.0589; 2010-07-10: 0.0589; 2010-08-10: 0.0589
| High season Exsess Reactive Cost | 2010-06-10: 0; 2010-07-10: 0; 2010-08-10: 0
| Electrification & Rural Sub @ | 2010-01-10: 0.025; 2010-02-10: 0.025; 2010-03-10: 0.025; 2010-04-10: 0; 2010-05-10: 0; 2010-06-10: 0; 2010-07-10: 0; 2010-08-10: 0; 2010-10-10: 0.0309
| Electrification & Rural cost | 2010-01-10: 0; 2010-02-10: 0; 2010-03-10: 0; 2010-04-10: 0; 2010-05-10: 0; 2010-06-10: 0; 2010-07-10: 0; 2010-08-10: 0
| Retail Environmental Levy Charge @ | 2010-01-10: 0.0197; 2010-02-10: 0.0197; 2010-03-10: 0.0197; 2010-04-10: 0; 2010-05-10: 0; 2010-06-10: 0; 2010-07-10: 0; 2010-08-10: 0; 2010-10-10: 0.02
| Retail Environmental Levy Charge | 2010-01-10: 0; 2010-02-10: 0; 2010-03-10: 0; 2010-04-10: 0; 2010-05-10: 0; 2010-06-10: 0; 2010-07-10: 0; 2010-08-10: 0
| Service | 2010-10-10: 0
Rebilled Adjustments
| Total Costs | 2010-10-10: 48714.54
| Energy Cost: c/kWh | 2010-01-10: #DIV/0!; 2010-02-10: #DIV/0!; 2010-03-10: #DIV/0!; 2010-04-10: #DIV/0!; 2010-05-10: #DIV/0!; 2010-06-10: #DIV/0!; 2010-07-10: #DIV/0!; 2010-08-10: #DIV/0!
| Calculated Bill | 2010-01-10: 0; 2010-02-10: 0; 2010-03-10: 0; 2010-04-10: #REF!; 2010-05-10: #REF!; 2010-06-10: 0; 2010-07-10: 0; 2010-08-10: 0
| % Diff Eskom / Calculated | 2010-01-10: #DIV/0!; 2010-02-10: #DIV/0!; 2010-03-10: #DIV/0!; 2010-04-10: #REF!; 2010-05-10: #REF!; 2010-06-10: #DIV/0!; 2010-07-10: #DIV/0!; 2010-08-10: #DIV/0!
9588117812
Buffels Pioneer - 9# | Notified Max Demand | 2010-10-10: 12671
| Utilised Capacity | 2010-10-10: 12671
| Energy Consumption Off peak kWh | 2010-10-10: 1458564.12
| Energy Consumption Standard kWh | 2010-10-10: 1395084.96
| Energy Consumption Peak kWh | 2010-10-10: 613365.48
| Energy Consumption All kWh | 2010-10-10: 3467014.56
| Off-Peak Demand Consumption | 2010-10-10: 8840.6
| Std Demand Consumption | 2010-10-10: 9065.49
| Peak Demand Consumption | 2010-10-10: 9187.68
| Demand Reading kW/kVA | 2010-10-10: 9187.68
| Reactive Energy Off Peak | 2010-10-10: 856186.92
| Reactive Energy Standard | 2010-10-10: 651089.88
| Reactive Energy Peak | 2010-10-10: 271314.36
| Excess Reactive Energy | 2010-10-10: 0
| Load Factor | 2010-10-10: 54
| Days | 2010-10-10: 31
| Admin Charge @ rate | 2010-01-10: 42.37; 2010-02-10: 42.37; 2010-03-10: 42.37; 2010-04-10: 0; 2010-05-10: 0; 2010-06-10: 0; 2010-07-10: 0; 2010-08-10: 0; 2010-10-10: 52.33
| Admin Costs | 2010-01-10: 0; 2010-02-10: 0; 2010-03-10: 0; 2010-04-10: 0; 2010-05-10: 0; 2010-06-10: 0; 2010-07-10: 0; 2010-08-10: 0
| TX Network Access Charge @ rate | 2010-01-10: 2.71; 2010-02-10: 2.71; 2010-03-10: 2.71; 2010-04-10: 2.71; 2010-05-10: 2.71; 2010-06-10: 2.71; 2010-07-10: 2.71; 2010-08-10: 2.71; 2010-10-10: 3.35
| TX Network Access Cost | 2010-01-10: 0; 2010-02-10: 0; 2010-03-10: 0; 2010-04-10: 0; 2010-05-10: 0; 2010-06-10: 0; 2010-07-10: 0; 2010-08-10: 0
| Network Access Charge @ Rate | 2010-01-10: 5.44; 2010-02-10: 5.44; 2010-03-10: 5.44; 2010-04-10: 5.44; 2010-05-10: 5.44; 2010-06-10: 5.44; 2010-07-10: 5.44; 2010-08-10: 5.44; 2010-10-10: 6.72
| Network Access cost | 2010-01-10: 0; 2010-02-10: 0; 2010-03-10: 0; 2010-04-10: 0; 2010-05-10: 0; 2010-06-10: 0; 2010-07-10: 0; 2010-08-10: 0
| Network Demand Charge @ rate | 2010-01-10: 10.31; 2010-02-10: 10.31; 2010-03-10: 10.31; 2010-04-10: 10.31; 2010-05-10: 10.31; 2010-06-10: 10.31; 2010-07-10: 10.31; 2010-08-10: 10.31; 2010-10-10: 12.73
| Network Demand cost | 2010-01-10: 0; 2010-02-10: 0; 2010-03-10: 0; 2010-04-10: 0; 2010-05-10: 0; 2010-06-10: 0; 2010-07-10: 0; 2010-08-10: 0
| Number of Events | 2010-10-10: 0
| NMD exceeded by | 2010-10-10: 0
| Excess NAC charge @ | 2010-08-10: 10.07; 2010-10-10: 0
| Excess NAC charge | 2010-08-10: 0
| Low Season Off-peak Energy Charge @ | 2010-01-10: 0.1379; 2010-02-10: 0.1379; 2010-03-10: 0.1379; 2010-04-10: #REF!; 2010-05-10: #REF!; 2010-10-10: 0.1703
| Low Season Off-peak Energy cost | 2010-01-10: 0; 2010-02-10: 0; 2010-03-10: 0; 2010-04-10: #REF!; 2010-05-10: #REF!
| High Season Off-peak Energy Charge @ | 2010-06-10: 0.1977; 2010-07-10: 0.1977; 2010-08-10: 0.1977
| High Season Off-peak Energy cost | 2010-06-10: 0; 2010-07-10: 0; 2010-08-10: 0
| Low Season Peak Energy Charge @ | 2010-01-10: 0.3219; 2010-02-10: 0.3219; 2010-03-10: 0.3219; 2010-04-10: 0; 2010-05-10: 0; 2010-10-10: 0.3975
| Low Season Peak Energy cost | 2010-01-10: 0; 2010-02-10: 0; 2010-03-10: 0; 2010-04-10: 0; 2010-05-10: 0
| High Season Peak Energy Charge @ | 2010-06-10: 1.4238; 2010-07-10: 1.4238; 2010-08-10: 1.4238
| High Season Peak Energy cost | 2010-06-10: 0; 2010-07-10: 0; 2010-08-10: 0
| Low Season Standard Energy Charge @ | 2010-01-10: 0.1972; 2010-02-10: 0.1972; 2010-03-10: 0.1972; 2010-04-10: 0; 2010-05-10: 0; 2010-10-10: 0.2435
| Low Season Standard Energy cost | 2010-01-10: 0; 2010-02-10: 0; 2010-03-10: 0; 2010-04-10: 0; 2010-05-10: 0
| High Season Standard Energy Charge @ | 2010-06-10: 0.3701; 2010-07-10: 0.3701; 2010-08-10: 0.3701
| High Season Standard Energy cost | 2010-06-10: 0; 2010-07-10: 0; 2010-08-10: 0
High season Exsess Reactive Energy | bar: 2010-06-10 to 2010-08-10; 2011-06-10 to 2011-08-10
| High season Exsess Reactive Energy @ | 2010-06-10: 0.0589; 2010-07-10: 0.0589; 2010-08-10: 0.0589
| High season Exsess Reactive Cost | 2010-06-10: 0; 2010-07-10: 0; 2010-08-10: 0
| Electrification & Rural Sub @ | 2010-01-10: 0.025; 2010-02-10: 0.025; 2010-03-10: 0.025; 2010-04-10: 0; 2010-05-10: 0; 2010-06-10: 0; 2010-07-10: 0; 2010-08-10: 0; 2010-10-10: 0.0309
| Electrification & Rural cost | 2010-01-10: 0; 2010-02-10: 0; 2010-03-10: 0; 2010-04-10: 0; 2010-05-10: 0; 2010-06-10: 0; 2010-07-10: 0; 2010-08-10: 0
| Retail Environmental Levy Charge @ | 2010-01-10: 0.0197; 2010-02-10: 0.0197; 2010-03-10: 0.0197; 2010-04-10: 0; 2010-05-10: 0; 2010-06-10: 0; 2010-07-10: 0; 2010-08-10: 0; 2010-10-10: 0.02
| Retail Environmental Levy Charge | 2010-01-10: 0; 2010-02-10: 0; 2010-03-10: 0; 2010-04-10: 0; 2010-05-10: 0; 2010-06-10: 0; 2010-07-10: 0; 2010-08-10: 0
| Service | 2010-10-10: 0
Rebilled Adjustments
| Total Costs | 2010-10-10: 1254558.67
| Energy Cost: c/kWh | 2010-01-10: #DIV/0!; 2010-02-10: #DIV/0!; 2010-03-10: #DIV/0!; 2010-04-10: #DIV/0!; 2010-05-10: #DIV/0!; 2010-06-10: #DIV/0!; 2010-07-10: #DIV/0!; 2010-08-10: #DIV/0!
| Calculated Bill | 2010-01-10: 0; 2010-02-10: 0; 2010-03-10: 0; 2010-04-10: #REF!; 2010-05-10: #REF!; 2010-06-10: 0; 2010-07-10: 0; 2010-08-10: 0
| % Diff Eskom / Calculated | 2010-01-10: #DIV/0!; 2010-02-10: #DIV/0!; 2010-03-10: #DIV/0!; 2010-04-10: #REF!; 2010-05-10: #REF!; 2010-06-10: #DIV/0!; 2010-07-10: #DIV/0!; 2010-08-10: #DIV/0!
Note on E1: Chris.T: Tariff Changed
Note on B28: DRA: Rate rebalance levy
Note on B46: DRA: Network access kVa
Note on B83: DRA: Rate rebalance levy
Note on B84: DRA: Rate rebalance levy
Note on B102: DRA: Network access kVa
Note on B139: DRA: Rate rebalance levy
Note on B140: DRA: Rate rebalance levy
Note on B158: DRA: Network access kVa
Note on B195: DRA: Rate rebalance levy
Note on B196: DRA: Rate rebalance levy
Note on B214: DRA: Network access kVa
Note on B251: DRA: Rate rebalance levy
Note on B252: DRA: Rate rebalance levy
Note on B270: DRA: Network access kVa
Note on B307: DRA: Rate rebalance levy
Note on B308: DRA: Rate rebalance levy
Note on B326: DRA: Network access kVa
Note on B363: DRA: Rate rebalance levy
Note on B364: DRA: Rate rebalance levy
Note on B382: DRA: Network access kVa
Note on B419: DRA: Rate rebalance levy
Note on B420: DRA: Rate rebalance levy
Note on B438: DRA: Network access kVa
Note on B475: DRA: Rate rebalance levy
Note on B476: DRA: Rate rebalance levy
Note on B494: DRA: Network access kVa
Note on B531: DRA: Rate rebalance levy
Note on B532: DRA: Rate rebalance levy
Note on B550: DRA: Network access kVa
Note on B587: DRA: Rate rebalance levy
Note on B588: DRA: Rate rebalance levy
Note on B606: DRA: Network access kVa
Note on B643: DRA: Rate rebalance levy
Note on B644: DRA: Rate rebalance levy
Note on B662: DRA: Network access kVa
Note on B699: DRA: Rate rebalance levy
Note on B700: DRA: Rate rebalance levy
Note on B718: DRA: Network access kVa
Note on B755: DRA: Rate rebalance levy
Note on B756: DRA: Rate rebalance levy

## Vent-3#
Statistics is Based On ESKOM Invoice
Month End |  | 2010-01-07 | 2010-02-07 | 2010-03-07 | 2010-04-07 | 2010-05-07 | 2010-06-07 | 2010-07-07 | 2010-08-07 | 2010-09-07 | 2010-10-07 | 2010-11-07 | 2010-12-07
|  | 4500 | 4500 | 4500 | 4500 | 0 | 0 | 0 | 4500 | x | 4500 | 0 | 0
|  | 4500 | 4500 | 4500 | 4500 | 0 | 0 | 0 | 4500 | x | 4500 | 0 | 0
Energy | Off-Peak kWh | 606303 | 0 | 634206.24 | 684285.12 | 0 | 0 | 0 | 694042.2 | x | 675920.88 | 0 | 0
| Standard kWh | 408277.44 | 0 | 500858.28 | 438594.84 | 0 | 0 | 0 | 515092.32 | x | 492324.84 | 0 | 0
| Peak kWh | 162726.12 | 0 | 202717.08 | 172180.08 | 0 | 0 | 0 | 205524.36 | x | 196700.4 | 0 | 0
| Total | 1177306.56 | 0 | 1337781.6 | 1295060.04 | 0 | 0 | 0 | 1414658.88 | x | 1364946.12 | 0 | 0
Demand | Off-Peak | 2281.11 | 0 | 2326.23 | 2326.52 | 0 | 0 | 0 | 1998.72 | x | 1915.2 | 0 | 0
| Standard | 2336.35 | 0 | 2379.92 | 2359.12 | 0 | 0 | 0 | 2106 | x | 2004.48 | 0 | 0
| Peak | 2331.84 | 0 | 2366.32 | 2363.68 | 0 | 0 | 0 | 2121.84 | x | 2004.48 | 0 | 0
| Demand | 2336.35 | 0 | 2379.92 | 2363.68 | 0 | 0 | 0 | 2121.84 | x | 2004.48 | 0 | 0
Reactve Energy | Off-Peak | 518400 | 0 | 471230.64 | 508679.28 | 0 | 0 | 0 | 372.96 | x | 62.64 | 0 | 0
| Standard | 346643.64 | 0 | 360118.36 | 323278.56 | 0 | 0 | 0 | 127.44 | x | 0 | 0 | 0
| Peak | 137977.56 | 0 | 148504.32 | 126531 | 0 | 0 | 0 | 148.68 | x | 0 | 0 | 0
| Excess | 0 | 0 | 0 | 0 | 0 | 0 | 0 | 0 | x | 0 | 0 | 0
Reactive Energy Total |  | 1003021.2 | 0 | 979853.32 | 958488.84 | 0 | 0 | 0 | 649.08 | 0 | 62.64 | 0 | 0
Appareny Energy | VAh | 1546642.2546 | 0 | 1658243.6908 | 1611173.9086 | 0 | 0 | 0 | 1414659.0289 | #VALUE! | 1364946.1214 | 0 | 0
Average PF |  | 0.7612 | #DIV/0! | 0.80675 | 0.8038 | #DIV/0! | #DIV/0! | #DIV/0! | 1 | #VALUE! | 1 | #DIV/0! | #DIV/0!
Energy Cost | Off-Peak | 83609.1837 | 0 | 125109.0193 | 148659.3693 | 0 | 0 | 0 | 169121.8067 | 0 | 0 | 0 | 0
| Standard | 0.3219 | 0 | 134633.9715 | 142046.1243 | 0 | 0 | 0 | 232896.602 | 0 | 0 | 0 | 0
| Peak | 77801.3469 | 0 | 88085.6141 | 92503.5765 | 0 | 0 | 0 | 320222.1025 | 0 | 0 | 0 | 0
| Excess VArs | 0 | 0 | 0 | 0 | 0 | 23848.7867 | 20106.1629 | 15865.3629 | 0 | 0 | 0 | 0
Total Energy Cost |  | 161410.8525 | 0 | 615750.0738 | 659368.6938 | 0 | 23848.7867 | 20106.1629 | 1050958.6602 | 0 | 0 | 0 | 0
Total Demand Cost |  | 215705.465 | 58550.4443 | 212914.0325 | 272331.7845 | 0 | 0 | 0 | 258966.8054 | 0 | 0 | 0 | 0
Other Costs |  | 1313.47 | 0 | 1313.47 | 1569.9 | 0 | 0 | 0 | 1622.23 | 0 | 0 | 0 | 0
Invoice | ESKOM Total | 521664.68 | 0 | 546312.4 | 616258.97 | 608454.79 | 962235.47 | 965180.58 | 964860.9 | 0 | 615747.84 | 0 | 0
Energy Cost | c/kWh | 44.31 | #DIV/0! | 40.8372 | 47.5854 | #DIV/0! | #DIV/0! | #DIV/0! | 68.2045 | #VALUE! | 45.1115 | #DIV/0! | #DIV/0!
% Increase |  | 228.2% | #DIV/0! | 202.5% | 252.5% | #DIV/0! | #DIV/0! | #DIV/0! | 405.2% | #VALUE! | 234.2% | #DIV/0! | #DIV/0!
%Annual increase | % | #REF! | #REF! | #REF! | #REF! | #REF! | #REF! | #REF! | #REF! | #REF! | #REF! | #REF! | #REF!
Rates | Peak c/kWh | 0.3219 | 0.3219 | 0.3219 | 0.3975 | 0.3975 | 0 | 0 | 1.4238 | 0 | 0.3975 | 0 | 0
2010-01-01
40179

## Load Shifting Savings
Month End |  | 2010-02-07 | 2010-03-07 | 2010-04-07 | 2010-05-07 | 2010-06-07
Five# |  | 8000 | 8000 | 8000 | 0 | 0
|  | 8000 | 8000 | 8000 | 0 | 0
Demand | Off-Peak | 0 | 5195.45 | 5160.52 | 0 | 0
| Standard | 0 | 4720.32 | 5102.16 | 0 | 0
| Peak | 0 | 4685.98 | 4940.81 | 0 | 0
| Demand | 0 | 5195.45 | 5160.52 | 0 | 0
Energy | Off-Peak kWh | 0 | 907244.52 | 872926.42 | 0 | 0
| Standard kWh | 0 | 682728.05 | 583351.64 | 0 | 0
| Peak kWh | 0 | 273642.79 | 232713.4 | 0 | 0
| Energy Total | 0 | 1863615.36 | 1688991.46 | 0 | 0
Reactve Energy | Off-Peak | 0 | 830177.6 | 783090.48 | 0 | 0
| Standard | 0 | 546749.69 | 469656.68 | 0 | 0
| Peak | 0 | 226035.45 | 181540.37 | 0 | 0
| Excess | 0 | 0 | 0 | 0 | 0
| Reactive Energy Total | 0 | 1602962.74 | 1434287.53 | 0 | 0
Energy Charge & Rate | Low Season Off-peak Energy Charge @ | 0.1379 | 0.1379 | 0.1703 | 0.1703 | 1.1703
| Low Season Off-peak Energy cost | 0 | 125109.0193 | 148659.3693 | 0 | 0
High Season Off-peak Energy Charge @
High Season Off-peak Energy cost
| Low Season Peak Energy Charge @ | 0.3219 | 0.3219 | 0.3975 | 0.3975 | 1.3975
| Low Season Peak Energy cost | 0 | 88085.6141 | 92503.5765 | 0 | 0
High Season Peak Energy Charge @
High Season Peak Energy cost
| Low Season Standard Energy Charge @ | 0.1972 | 0.1972 | 0.2435 | 0.2435 | 1.2435
| Low Season Standard Energy cost | 0 | 134633.9715 | 142046.1243 | 0 | 0
High Season Standard Energy Charge @
High Season Standard Energy cost
High season reactive @
High season reactive
Cost savings | Off-Peak kWh Normalised Feb-Mar | 907244.52 |  | 822234.1795 | 0 | 0
| Standard kWh Normalised Feb-Mar | 682728.05 |  | 618755.2811 | 0 | 0
| Peak kWh Normalised Feb-Mar | 273642.79 |  | 248001.9994 | 0 | 0
| Energy Total Normalised Feb-Mar | 1863615.36 |  | 1688991.46 | 0 | 0
| Off-Peak kWh Normalised Diffs |  |  | 50692.2405 | 0 | 0
| Standard kWh Normalised Diffs |  |  | -35403.6411 | 0 | 0
| Peak kWh Normalised Diffs |  |  | -15288.5994 | 0 | 0
| Energy Total |  |  | 0 | 0 | 0
| Off-Peak kWh % Change |  |  | 0.058072 | #DIV/0! | #DIV/0!
| Standard kWh % Change |  |  | -0.06069 | #DIV/0! | #DIV/0!
| Peak kWh % Change |  |  | -0.065697 | #DIV/0! | #DIV/0!
| Energy Total |  |  | 0 | #DIV/0! | #DIV/0!
| Off-Peak kWh Cost Change |  |  | 8632.8886 | 0 | 0
| Standard kWh Cost Change |  |  | -8620.7866 | 0 | 0
| Peak kWh Cost Change |  |  | -6077.2183 | 0 | 0
| Energy Total Cost Change |  |  | -6065.1163 | 0 | 0
Month End |  | 2010-02-07 | 2010-03-07 | 2010-04-07 | 2010-05-07 | 2010-06-07
7# |  | 19688 | 19688 | 19688 | 0 | 0
|  | 21605.33 | 21605.33 | 21605.33 | 0 | 0
Demand | Off-Peak | 0 | 16742.28 | 17697.83 | 0 | 0
| Standard | 0 | 14972.22 | 15408.83 | 0 | 0
| Peak | 0 | 14406.28 | 15707.3 | 0 | 0
| Demand | 0 | 16742.28 | 17697.83 | 0 | 0
Energy | Off-Peak kWh | 0 | 2899033.8 | 2705055.36 | 0 | 0
| Standard kWh | 0 | 2220330 | 1939698.84 | 0 | 0
| Peak kWh | 0 | 874405.08 | 780778.68 | 0 | 0
| Energy Total | 0 | 5993768.88 | 5425532.88 | 0 | 0
Reactve Energy | Off-Peak | 0 | 2190642.28 | 2457720.24 | 0 | 0
| Standard | 0 | 1501128.24 | 1587404.16 | 0 | 0
| Peak | 0 | 607848 | 647824.32 | 0 | 0
| Excess | 0 | 0 | 0 | 0 | 0
| Reactive Energy Total | 0 | 4299618.52 | 4692948.72 | 0 | 0
Energy Charge & Rate | Low Season Off-peak Energy Charge @ | 0.1379 | 0.1379 | 0.1703 | 0.1703 | 1.1703
| Low Season Off-peak Energy cost | 0 | 399776.761 | 460670.9278 | 0 | 0
High Season Off-peak Energy Charge @
High Season Off-peak Energy cost
| Low Season Peak Energy Charge @ | 0.3219 | 0.3219 | 0.3975 | 0.3975 | 1.3975
| Low Season Peak Energy cost | 0 | 281470.9953 | 310359.5253 | 0 | 0
High Season Peak Energy Charge @
High Season Peak Energy cost
| Low Season Standard Energy Charge @ | 0.1972 | 0.1972 | 0.2435 | 0.2435 | 1.2435
| Low Season Standard Energy cost | 0 | 437849.076 | 472316.6675 | 0 | 0
High Season Standard Energy Charge @
High Season Standard Energy cost
High season reactive @
High season reactive
Cost savings | Off-Peak kWh Normalised Feb-Mar | 1449516.9 |  | 2624192.4767 | 0 | 0
| Standard kWh Normalised Feb-Mar | 1110165 |  | 2009832.8215 | 0 | 0
| Peak kWh Normalised Feb-Mar | 437202.54 |  | 791507.5818 | 0 | 0
| Energy Total Normalised Feb-Mar | 2996884.44 |  | 5425532.88 | 0 | 0
| Off-Peak kWh Normalised Diffs |  |  | 80862.8833 | 0 | 0
| Standard kWh Normalised Diffs |  |  | -70133.9815 | 0 | 0
| Peak kWh Normalised Diffs |  |  | -10728.9018 | 0 | 0
| Energy Total |  |  | 0 | 0 | 0
| Off-Peak kWh % Change |  |  | 0.029893 | #DIV/0! | #DIV/0!
| Standard kWh % Change |  |  | -0.036157 | #DIV/0! | #DIV/0!
| Peak kWh % Change |  |  | -0.013741 | #DIV/0! | #DIV/0!
| Energy Total |  |  | 0 | #DIV/0! | #DIV/0!
| Off-Peak kWh Cost Change |  |  | 13770.949 | 0 | 0
| Standard kWh Cost Change |  |  | -17077.6245 | 0 | 0
| Peak kWh Cost Change |  |  | -4264.7385 | 0 | 0
| Energy Total Cost Change |  |  | -7571.4139 | 0 | 0
| Total Cost Change: Ezulwini |  |  | -13636.5302 | 0 | 0

## PFC Savings2
|  | 2010-01-10 | 2010-02-10 | 2010-03-10 | 2010-04-10 | 2010-05-10 | 2010-06-10 | 2010-07-10 | 2010-08-10
Vent Shaft - 3# | Notified Max Demand | 4500 | 4500 | 4500 | 4500 | 0 | 0 | 0
| Utilised Capacity | 4500 | 4500 | 4500 | 4500 | 0 | 0 | 0
| Energy Consumption Off peak kWh | 606303 | 0 | 634206.24 | 684285.12 | 0 | 0 | 0
| Energy Consumption Standard kWh | 408277.44 | 0 | 500858.28 | 438594.84 | 0 | 0 | 0
| Energy Consumption Peak kWh | 162726.12 | 0 | 202717.08 | 172180.08 | 0 | 0 | 0
| Energy Consumption All kWh | 1177306.56 | 0 | 1337781.6 | 1295060.04 | 0 | 0 | 0
| Off-Peak Demand Consumption | 2281.11 | 0 | 2326.23 | 2326.52 | 0 | 0 | 0
| Std Demand Consumption | 2336.35 | 0 | 2379.92 | 2359.12 | 0 | 0 | 0
| Peak Demand Consumption | 2331.84 | 0 | 2366.32 | 2363.68 | 0 | 0 | 0
| Demand Reading kW/kVA | 2336.35 | 0 | 2379.92 | 2363.68 | 0 | 0 | 0
| Reactive Energy Off Peak | 518400 | 0 | 471230.64 | 508679.28 | 0 | 0 | 0
| Reactive Energy Standard | 346643.64 | 0 | 360118.36 | 323278.56 | 0 | 0 | 0
| Reactive Energy Peak | 137977.56 | 0 | 148504.32 | 126531 | 0 | 0 | 0
| Excess Reactive Energy | 0 | 0 | 0 | 0 | 0 | 0 | 0
| Standard excess kVArh | 341561.625 | 0 | 286253.82 | 309096.12 | 0 | 0 | 0
| Peak excess kVArh | 227562.72 | 0 | 214034.695 | 195355.065 | 0 | 0 | 0
| Excess VArh Total - Calculated | 569124.345 | 0 | 500288.515 | 504451.185 | 0 | 0 | 0
| Excess VArh Total (Eskom or Calc) | 569124.345 | 0 | 500288.515 | 504451.185 | 0 | 0 | 0
| Load Factor |  |  | 92 | 93 | 90 | 89 | 89
| Days |  |  | 31 | 30 | 31 | 31 | 31
| Admin Charge @ rate | 52.33 | 52.33 | 52.33 | 52.33 | 52.33 | 52.33 | 52.33 | 6.72 | 6.72
| Admin Costs | 1313.47 | 1186 | 1622.23 | 1569.9 | 1622.23 | 1622.23 | 1622.23 | 0 | 0
| TX Network Access Charge @ rate | 3.35 | 3.35 | 3.35 | 3.35 | 3.35 | 3.35 | 3.35 | 12.73 | 12.73
| TX Network Access Cost | 67750 | 15075 | 15075 | 15075 | 0 | 0 | 0 | 0 | 0
| Network Access Charge @ Rate | 6.72 | 6.72 | 6.72 | 6.72 | 6.72 | 6.72 | 6.72 | 0 | 0
| Network Access cost | 136000 | 30240 | 30240 | 30240 | 0 | 0 | 0 | 0 | 0
| Network Demand Charge @ rate | 12.73 | 12.73 | 12.73 | 12.73 | 12.73 | 12.73 | 12.73 | 0.1977 | 0
| Network Demand cost | 29741.7355 | 0 | 30296.3816 | 30089.6464 | 0 | 0 | 0 | 0 | 0
| Low Season Off-peak Energy Charge @ | [8 empty] | 0
| Low Season Off-peak Energy cost | 0 | 0 | 0 | 0 | 0 |  |  |  | 0
| High Season Off-peak Energy Charge @ | 0.1977 | 0.1977 | 0.1977 | 0.1977 | 0.1977 | 0.1977 | 0.1977 | 0.1977
| High Season Off-peak Energy cost | 119866.1031 | 0 | 125382.5736 | 135283.1682 | 0 | 0 | 0 | 0
| Low Season Peak Energy Charge @ | [8 empty] | 0
| Low Season Peak Energy cost | 0 | 0 | 0 | 0 | 0 |  |  |  | 0
| High Season Peak Energy Charge @ | 1.4238 | 1.4238 | 1.4238 | 1.4238 | 1.4238 | 1.4238 | 1.4238 | 1.4238
| High Season Peak Energy cost | 231689.4497 | 0 | 288628.5785 | 245149.9979 | 0 | 0 | 0 | 0
| Low Season Standard Energy Charge @ | [8 empty] | 0
| Low Season Standard Energy cost | 0 | 0 | 0 | 0 | 0 |  |  |  | 0
| High Season Standard Energy Charge @ | 0.3701 | 0.3701 | 0.3701 | 0.3701 | 0.3701 | 0.3701 | 0.3701 | 0.3701
| High Season Standard Energy cost | 151103.4805 | 0 | 185367.6494 | 162323.9503 | 0 | 0 | 0 | 0
| High season Exsess Reactive Energy | 569124.345 | 0 | 500288.515 | 504451.185 | 0 | 0 | 0
| High season Exsess Reactive Energy @ | 0.0589 | 0.0589 | 0.0589 | 0.0589 | 0.0589 | 0.0589 | 0.0589 | 0.0589
| High season Exsess Reactive Cost | 33521.4239 | 0 | 29466.9935 | 29712.1748 | 0 | 0 | 0 | 0
Voltage Surcharge | bar: 2010-01-10 to 2010-07-10
Transmission Surcharge | bar: 2010-01-10 to 2010-07-10
| Electrification & Rural Sub @ | 0.025 | 0.025 | 0.025 | 0.0309 | 0.0309 | 0.0309 | 0.0309 | 0.0309 | 0
| Electrification & Rural cost | 155974.23 | 0 | 33444.54 | 40017.3552 | 0 | 0 | 0 | 0 | 0
| Retail Environmental Levy Charge @ | 0.0197 | 0.0197 | 0.0197 | 0.02 | 0.02 | 0.02 | 0.02 | 0.02 | 0.02
| Retail Environmental Levy Charge | 122907.69 | 0 | 26354.2975 | 25901.2008 | 0 | 0 | 0 | 0 | 0
Service | bar: 2010-01-10 to 2010-07-10
Rebilled Adjustments | bar: 2010-01-10 to 2010-07-10
| Total Costs |  |  | 373805.22 | 434666.27 | 456619.85 | 774703.95 | 796754.94
| Energy Cost: c/kWh | 0 | #DIV/0! | 27.9422 | 33.5634 | #DIV/0! | #DIV/0! | #DIV/0! | #DIV/0! | #DIV/0!
| Calculated Bill | 1049867.5827 | 46501 | 765878.2442 | 715362.3936 | 1622.23 | 1622.23 | 1622.23 | 0 | 0
| % Diff Eskom / Calculated | -100% | -100% | -51.19% | -39.24% | 28048% | 47655% | 49015% | #DIV/0! | #DIV/0!
| Energy Cost: c/kWh | 89.1754 | #DIV/0! | 57.2499 | 55.2378 | #DIV/0! | #DIV/0! | #DIV/0! | #DIV/0! | #DIV/0!
3# | Demand Costs c/KVA | 233491.7355 | 45315 | 75611.3816 | 75404.6464 | 0 | 0 | 0
| Active Energy Cost c/kWh | 781540.9533 | 0 | 659177.6391 | 608675.6724 | 0 | 0 | 0
| Reactive Energy Cost | 33521.4239 | 0 | 29466.9935 | 29712.1748 | 0 | 0 | 0
| Normalised Demand ref.All kWh Jan 2010 | 233491.7355 | #DIV/0! | 66541.3365 | 68548.4704 | #DIV/0! | #DIV/0! | #DIV/0!
| Normalised Actice Energy Costs | 781540.9533 | #DIV/0! | 580105.2718 | 553331.7684 | #DIV/0! | #DIV/0! | #DIV/0!
| Normalised Reactive Energy Costs | 33521.4239 | #DIV/0! | 25932.2484 | 27010.592 | #DIV/0! | #DIV/0! | #DIV/0!
|  | 2010-01-10 | 2010-02-10 | 2010-03-10 | 2010-04-10 | 2010-05-10 | 2010-06-10 | 2010-07-10
| % Demand cost ref Jan 2010 | 100% | 28.5% | 28.5% | 29.36% | #DIV/0! | #DIV/0! | #DIV/0!
| % Active Energy Costs ref Jan 2010 | 100% | 74.23% | 74.23% | 70.8% | #DIV/0! | #DIV/0! | #DIV/0!
| % Reactive Energy Costs ref Jan 2010 | 100% | 77.36% | 77.36% | 80.58% | #DIV/0! | #DIV/0! | #DIV/0!
Hartbeest Five - 5# | Notified Max Demand | 8000 | 8000 | 8000 | 8000 | 0 | 0 | 0
| Utilised Capacity | 8000 | 8000 | 8000 | 8000 | 0 | 0 | 0
| Energy Consumption Off peak kWh | 919087.77 | 0 | 907244.52 | 872926.42 | 0 | 0 | 0
| Energy Consumption Standard kWh | 623696.92 | 0 | 682728.05 | 583351.64 | 0 | 0 | 0
| Energy Consumption Peak kWh | 241694.15 | 0 | 273642.79 | 232713.4 | 0 | 0 | 0
| Energy Consumption All kWh | 1784478.84 | 0 | 1863615.36 | 1688991.46 | 0 | 0 | 0
| Off-Peak Demand Consumption | 5290.63 | 0 | 5195.45 | 5160.52 | 0 | 0 | 0
| Std Demand Consumption | 4640.96 | 0 | 4720.32 | 5102.16 | 0 | 0 | 0
| Peak Demand Consumption | 4524.07 | 0 | 4685.98 | 4940.81 | 0 | 0 | 0
| Demand Reading kW/kVA | 5290.63 | 0 | 5195.45 | 5160.52 | 0 | 0 | 0
| Reactive Energy Off Peak | 903999.44 | 0 | 830177.6 | 783090.48 | 0 | 0 | 0
| Reactive Energy Standard | 548311.2 | 0 | 546749.69 | 469656.68 | 0 | 0 | 0
| Reactive Energy Peak | 214214.34 | 0 | 226035.45 | 181540.37 | 0 | 0 | 0
| Excess Reactive Energy | 0 | 0 | 0 | 0 | 0 | 0 | 0
| Standard excess kVArh | 635932.1737 | 0 | 565564.615 | 528486.9408 | 0 | 0 | 0
| Peak excess kVArh | 366399.5983 | 0 | 347620.6754 | 299512.4517 | 0 | 0 | 0
| Excess VArh Total - Calculated | 1002331.7721 | 0 | 913185.2904 | 827999.3925 | 0 | 0 | 0
| Excess VArh Total (Eskom or Calc) | 1002331.7721 | 0 | 913185.2904 | 827999.3925 | 0 | 0 | 0
| Load Factor |  |  | 68 | 65 | 66 | 65 | 65
| Days |  |  | 31 | 30 | 31 | 30 | 31
| Admin Charge @ rate |  |  | 42.37 | 52.33 | 52.33 | 52.33 | 52.33 | 52.33 | 52.33
| Admin Costs | 1313.47 | 1186 | 1313.47 | 1569.9 | 1622.23 | 1569.9 | 1622.23 | 0 | 0
| TX Network Access Charge @ rate | 2.71 | 2.71 | 2.71 | 3.35 | 3.35 | 3.35 | 3.35 | 3.35 | 3.35
| TX Network Access Cost | 98756.14 | 98756.14 | 21680 | 26800 | 0 | 0 | 0 | 0 | 0
| Network Access Charge @ Rate | 5.44 | 5.44 | 5.44 | 6.72 | 6.72 | 6.72 | 6.72 | 6.72 | 6.72
| Network Access cost | 198241.11 | 43520 | 43520 | 53760 | 0 | 0 | 0 | 0 | 0
| Network Demand Charge @ rate | 10.31 | 10.31 | 10.31 | 12.73 | 12.73 | 12.73 | 12.73 | 12.73 | 12.73
| Network Demand cost | 47848.2976 | 0 | 48666.4992 | 64950.4968 | 0 | 0 | 0 | 0 | 0
| Low Season Off-peak Energy Charge @ | [8 empty] | 0
| Low Season Off-peak Energy cost | 0 | 0 | 0 | 0 | 0 |  |  |  | 0
| High Season Off-peak Energy Charge @ | 0.1977 | 0.1977 | 0.1977 | 0.1977 | 0.1977 | 0.1977 | 0.1977 | 0.1977
| High Season Off-peak Energy cost | 181703.6521 | 0 | 179362.2416 | 172577.5532 | 0 | 0 | 0 | 0
| Low Season Peak Energy Charge @ | [8 empty] | 0
| Low Season Peak Energy cost | 0 | 0 | 0 | 0 | 0 |  |  |  | 0
| High Season Peak Energy Charge @ | 1.4238 | 1.4238 | 1.4238 | 1.4238 | 1.4238 | 1.4238 | 1.4238 | 1.4238
| High Season Peak Energy cost | 344124.1308 | 0 | 389612.6044 | 331337.3389 | 0 | 0 | 0 | 0
| Low Season Standard Energy Charge @ | [8 empty] | 0
| Low Season Standard Energy cost | 0 | 0 | 0 | 0 | 0 |  |  |  | 0
| High Season Standard Energy Charge @ | 0.3701 | 0.3701 | 0.3701 | 0.3701 | 0.3701 | 0.3701 | 0.3701 | 0.3701
| High Season Standard Energy cost | 230830.2301 | 0 | 252677.6513 | 215898.442 | 0 | 0 | 0 | 0
| High season Exsess Reactive Energy | 1002331.7721 | 0 | 913185.2904 | 827999.3925 | 0 | 0 | 0
| High season Exsess Reactive Energy @ | 0.0589 | 0.0589 | 0.0589 | 0.0589 | 0.0589 | 0.0589 | 0.0589 | 0.0589
| High season Exsess Reactive Cost | 59037.3414 | 0 | 53786.6136 | 48769.1642 | 0 | 0 | 0 | 0
Voltage Surcharge
Transmission Surcharge
| Electrification & Rural Sub @ | 0.025 | 0.025 | 0.025 | 0.0309 | 0.0309 | 0.0309 | 0.0309 | 0.0309 | 0.0309
| Electrification & Rural cost | 399765.25 | 0 | 46590.384 | 52189.8361 | 0 | 0 | 0 | 0 | 0
| Retail Environmental Levy Charge @ | 0.0197 | 0.0197 | 0.0197 | 0.02 | 0.02 | 0.02 | 0.02 | 0.02 | 0.02
| Retail Environmental Levy Charge | 315015.02 | 0 | 36713.2226 | 33779.8292 | 0 | 0 | 0 | 0 | 0
Service
| Total Costs |  |  | 546312.4 | 616258.97 | 608454.79 | 962235.47 | 965180.58
| Energy Cost: c/kWh | 0 | #DIV/0! | 29.3147 | 36.4868 | #DIV/0! | #DIV/0! | #DIV/0! | #DIV/0! | #DIV/0!
| Calculated Bill | 1876634.642 | 143462.14 | 1073922.6867 | 1001632.5605 | 1622.23 | 1569.9 | 1622.23 | 0 | 0
5# | Demand Costs c/KVA | 344845.5476 | 142276.14 | 113866.4992 | 145510.4968 | 0 | 0 | 0
| Active Energy Cost c/kWh | 1471438.283 | 0 | 904956.1039 | 805782.9994 | 0 | 0 | 0
| Reactive Energy Cost | 59037.3414 | 0 | 53786.6136 | 48769.1642 | 0 | 0 | 0
| Normalised Demand ref.All kWh Jan 2010 | 344845.5476 | #DIV/0! | 100207.52 | 132279.9385 | #DIV/0! | #DIV/0! | #DIV/0!
| Normalised Actice Energy Costs | 1471438.283 | #DIV/0! | 796401.1148 | 732517.0895 | #DIV/0! | #DIV/0! | #DIV/0!
| Normalised Reactive Energy Costs | 59037.3414 | #DIV/0! | 47334.5821 | 44334.8225 | #DIV/0! | #DIV/0! | #DIV/0!
| % Demand cost ref Jan 2010 | 100% | #DIV/0! | 29.06% | 38.36% | #DIV/0! | #DIV/0! | #DIV/0!
| % Active Energy Costs ref Jan 2010 | 100% | #DIV/0! | 54.12% | 49.78% | #DIV/0! | #DIV/0! | #DIV/0!
| % Reactive Energy Costs ref Jan 2010 | 100% | #DIV/0! | 80.18% | 75.1% | #DIV/0! | #DIV/0! | #DIV/0!
Zandpan Shaft - 7# | Notified Max Demand | 19688 | 19688 | 19688 | 19688 | 0 | 0 | 0
| Utilised Capacity | 21605.33 | 21605.33 | 21605.33 | 21605.33 | 0 | 0 | 0
| Energy Consumption Off peak kWh | 2600124.84 | 0 | 2899033.8 | 2705055.36 | 0 | 0 | 0
| Energy Consumption Standard kWh | 2027686.32 | 0 | 2220330 | 1939698.84 | 0 | 0 | 0
| Energy Consumption Peak kWh | 803825.28 | 0 | 874405.08 | 780778.68 | 0 | 0 | 0
| Energy Consumption All kWh | 5431636.44 | 0 | 5993768.88 | 5425532.88 | 0 | 0 | 0
| Off-Peak Demand Consumption | 16834.73 | 0 | 16742.28 | 17697.83 | 0 | 0 | 0
| Std Demand Consumption | 15242.97 | 0 | 14972.22 | 15408.83 | 0 | 0 | 0
| Peak Demand Consumption | 13764.66 | 0 | 14406.28 | 15707.3 | 0 | 0 | 0
| Demand Reading kW/kVA | 16834.73 | 0 | 16742.28 | 17697.83 | 0 | 0 | 0
| Reactive Energy Off Peak | 3219697.44 | 0 | 2190642.28 | 2457720.24 | 0 | 0 | 0
| Reactive Energy Standard | 1606823.52 | 0 | 1501128.24 | 1587404.16 | 0 | 0 | 0
| Reactive Energy Peak | 637085.16 | 0 | 607848 | 647824.32 | 0 | 0 | 0
| Excess Reactive Energy | 637085.16 | 0 | 0 | 0 | 0 | 0 | 0
| Standard excess kVArh | 0 | 0 | 1345090.755 | 1668745.76 | 0 | 0 | 0
| Peak excess kVArh | 0 | 0 | 853531.99 | 1021658.665 | 0 | 0 | 0
| Excess VArh Total - Calculated |  | 0 | 2198622.745 | 2690404.425 | 0 | 0 | 0
| Excess VArh Total (Eskom or Calc) | 637085.16 | 0 | 2198622.745 | 2690404.425 | 0 | 0 | 0
| Load Factor |  |  | 78 | 61 | 73 | 76 | 78
| Days |  |  | 31 | 30 | 31 | 30 | 31
| Admin Charge @ rate |  |  | 42.37 | 52.33 | 52.33 | 52.33 | 52.33 | 52.33 | 52.33
| Admin Costs | 1313.47 | 1186 | 1313.47 | 1569.9 | 1622.23 | 1569.9 | 1622.23 | 0 | 0
| TX Network Access Charge @ rate | 2.71 | 2.71 | 2.71 | 3.35 | 3.35 | 3.35 | 3.35 | 3.35 | 3.35
| TX Network Access Cost | 67750 | 58550.4443 | 58550.4443 | 72377.8555 | 0 | 0 | 0 | 0 | 0
| Network Access Charge @ Rate | 5.44 | 5.44 | 5.44 | 6.72 | 6.72 | 6.72 | 6.72 | 6.72 | 6.72
| Network Access cost | 136000 | 117532.9952 | 117532.9952 | 145187.8176 | 0 | 0 | 0 | 0 | 0
| Network Demand Charge @ rate | 10.31 | 10.31 | 10.31 | 12.73 | 12.73 | 12.73 | 12.73 | 12.73 | 12.73
| Network Demand cost | 157155.0207 | 0 | 154363.5882 | 199953.929 | 0 | 0 | 0 | 0 | 0
| Low Season Off-peak Energy Charge @ | [8 empty] | 0
| Low Season Off-peak Energy cost | 0 | 0 | 0 | 0 | 0 |  |  |  | 0
| High Season Off-peak Energy Charge @ | 0.1977 | 0.1977 | 0.1977 | 0.1977 | 0.1977 | 0.1977 | 0.1977 | 0.1977
| High Season Off-peak Energy cost | 514044.6809 | 0 | 573138.9823 | 534789.4447 | 0 | 0 | 0 | 0
| Low Season Peak Energy Charge @ | [8 empty] | 0
| Low Season Peak Energy cost | 0 | 0 | 0 | 0 | 0 |  |  |  | 0
| High Season Peak Energy Charge @ | 1.4238 | 1.4238 | 1.4238 | 1.4238 | 1.4238 | 1.4238 | 1.4238 | 1.4238
| High Season Peak Energy cost | 1144486.4337 | 0 | 1244977.9529 | 1111672.6846 | 0 | 0 | 0 | 0
| Low Season Standard Energy Charge @ | [8 empty] | 0
| Low Season Standard Energy cost | 0 | 0 | 0 | 0 | 0 |  |  |  | 0
| High Season Standard Energy Charge @ | 0.3701 | 0.3701 | 0.3701 | 0.3701 | 0.3701 | 0.3701 | 0.3701 | 0.3701
| High Season Standard Energy cost | 750446.707 | 0 | 821744.133 | 717882.5407 | 0 | 0 | 0 | 0
| High season Exsess Reactive Energy | 637085.16 | 0 | 2198622.745 | 2690404.425 | 0 | 0 | 0
| High season Exsess Reactive Energy @ | 0.0589 | 0.0589 | 0.0589 | 0.0589 | 0.0589 | 0.0589 | 0.0589 | 0.0589
| High season Exsess Reactive Cost | 37524.3159 | 0 | 129498.8797 | 158464.8206 | 0 | 0 | 0 | 0
Voltage Surcharge
Transmission Surcharge
| Electrification & Rural Sub @ | 0.025 | 0.025 | 0.025 | 0.0309 | 0.0309 | 0.0309 | 0.0309 | 0.0309 | 0.0309
| Electrification & Rural cost | 155974.23 | 0 | 149844.222 | 167648.966 | 0 | 0 | 0 | 0 | 0
| Retail Environmental Levy Charge @ | 0.0197 | 0.0197 | 0.0197 | 0.02 | 0.02 | 0.02 | 0.02 | 0.02 | 0.02
| Retail Environmental Levy Charge | 122907.69 | 0 | 118077.2469 | 108510.6576 | 0 | 0 | 0 | 0 | 0
Service
Rebilled Adjustments
| Total Costs |  |  | 1718778.92 | 1938596.5 | 2020576.71 | 3451015.65 | 3667059.58 | 2658205.04 | 2658206.04
| Energy Cost: c/kWh | 0 | #DIV/0! | 28.6761 | 35.731 | #DIV/0! | #DIV/0! | #DIV/0! | #DIV/0! | #DIV/0!
7# | Demand Costs c/KVA | 360905.0207 | 176083.4395 | 330447.0277 | 417519.6021 | 0 | 0 | 0
| Active Energy Cost c/kWh | 2687859.7416 | 0 | 2907782.5371 | 2640504.2935 | 0 | 0 | 0
| Reactive Energy Cost | 37524.3159 | 0 | 129498.8797 | 158464.8206 | 0 | 0 | 0
| Normalised Demand ref.All kWh Jan 2010 | 360905.0207 | #DIV/0! | 290807.8968 | 379556.5853 | #DIV/0! | #DIV/0! | #DIV/0!
| Normalised Actice Energy Costs | 2687859.7416 | #DIV/0! | 2558976.3351 | 2400416.1432 | #DIV/0! | #DIV/0! | #DIV/0!
| Normalised Reactive Energy Costs | 37524.3159 | #DIV/0! | 113964.7014 | 144056.389 | #DIV/0! | #DIV/0! | #DIV/0!
| % Demand cost ref Jan 2010 | 100% | #DIV/0! | 80.58% | 105.2% | #DIV/0! | #DIV/0! | #DIV/0!
| % Active Energy Costs ref Jan 2010 | 100% | #DIV/0! | 95.2% | 89.31% | #DIV/0! | #DIV/0! | #DIV/0!
| % Reactive Energy Costs ref Jan 2010 | 100% | #DIV/0! | 303.7% | 383.9% | #DIV/0! | #DIV/0! | #DIV/0!
Note on E1: Chris.T: Tariff Changed
Note on B9: DRA: Network access kVa
Note on B48: DRA: Rate rebalance levy
Note on B49: DRA: Rate rebalance levy
Note on B81: DRA: Network access kVa
Note on B120: DRA: Rate rebalance levy
Note on B121: DRA: Rate rebalance levy
Note on B149: DRA: Network access kVa
Note on B188: DRA: Rate rebalance levy
Note on B189: DRA: Rate rebalance levy

## Demand
|  | 2010-01-10 | 2010-02-10 | 2010-03-10 | 2010-04-10 | 2010-05-10 | 2010-06-10 | 2010-07-10 | 2010-08-10 | 2010-09-10 | 2010-10-10 | 2010-11-10 | 2010-12-10
Hartebeest Vent -3# | 12.73
Notified Max Demand | 4500 | 4500 | 4500 | 4500 | 0 | 0 | 0 | 4500 | x | 4500 | 0 | 0 | 0
Off-Peak Demand Consumption | 2281.11 | 0 | 2326.23 | 2326.52 | 0 | 0 | 0 | 1998.72 |  | 1915.2 | 0 | 0 | 0
Std Demand Consumption | 2336.35 | 0 | 2379.92 | 2359.12 | 0 | 0 | 0 | 2106 |  | 2004.48 | 0 | 0 | 0
Peak Demand Consumption | 2331.84 | 0 | 2366.32 | 2363.68 | 0 | 0 | 0 | 2121.84 |  | 2004.48 | 0 | 0 | 0
Demand Reading kW/kVA | 2336.35 | 0 | 2379.92 | 2363.68 | 0 | 0 | 0 | 2121.84 |  | 2004.48 | 0 | 0 | 0
Hartebeest Shaft - 4#
Notified Max Demand | 0 | 0 | 0 | 0 | 0 | 0 | 0 | 0 | 0 | 3037 | 0 | 0 | 0
Off-Peak Demand Consumption | 0 | 0 | 0 | 0 | 0 | 0 | 0 | 0 | 0 | 2674.3 | 0 | 0 | 0
Std Demand Consumption | 0 | 0 | 0 | 0 | 0 | 0 | 0 | 0 | 0 | 3266.81 | 0 | 0 | 0
Peak Demand Consumption | 0 | 0 | 0 | 0 | 0 | 0 | 0 | 0 | 0 | 2978.3 | 0 | 0 | 0
Demand Reading kW/kVA | 0 | 0 | 0 | 0 | 0 | 0 | 0 | 0 | 0 | 3266.81 | 0 | 0 | 0
Zandpan Shaft - 6#
Notified Max Demand | 19688 | 19688 | 19688 | 19688 | 0 | 0 | 0 | 19688 | 0 | 19688 | 0 | 0 | 0
Off-Peak Demand Consumption | 16834.73 | 0 | 16742.28 | 17697.83 | 0 | 0 | 0 | 17707.04 | 0 | 17184.47 | 0 | 0 | 0
Std Demand Consumption | 15242.97 | 0 | 14972.22 | 15408.83 | 0 | 0 | 0 | 15161.98 | 0 | 15050.86 | 0 | 0 | 0
Peak Demand Consumption | 13764.66 |  | 14406.28 | 15707.3 | 0 | 0 | 0 | 13463.71 | 0 | 13166.75 | 0 | 0 | 0
Demand Reading kW/kVA | 16834.73 |  | 16742.28 | 17697.83 | 0 | 0 | 0 | 17707.04 | 0 | 17184.47 | 0 | 0 | 0
Demand Diffs | 1591.76 | 0 | 1770.06 | 1990.53 | 0 | 0 | 0 | 2545.06 | 0 | 2133.61 | 0 | 0 | 0
Refundable | 20263.1048 | 0 | 22532.8638 | 25339.4469 | 0 | 0 | 0 | 32398.6138 | 0 | 27160.8553 | 0 | 0 | 0 | YTD | 127694.8846
Hartebeest Five - 5#
Notified Max Demand | 8000 | 8000 | 8000 | 8000 | 0 | 0 | 0 | 8000 | 0 | 8000 | 0 | 0 | 0
Off-Peak Demand Consumption | 5290.63 | 0 | 5195.45 | 5160.52 | 0 | 0 | 0 | 4816.6 | 0 | 5126.52 | 0 | 0 | 0
Std Demand Consumption | 4640.96 | 0 | 4720.32 | 5102.16 | 0 | 0 | 0 | 4520.96 | 0 | 4776.14 | 0 | 0 | 0
Peak Demand Consumption | 4524.07 | 0 | 4685.98 | 4940.81 | 0 | 0 | 0 | 3965.32 | 0 | 4564.59 | 0 | 0 | 0
Demand Reading kW/kVA | 5290.63 | 0 | 5195.45 | 5160.52 | 0 | 0 | 0 | 4816.6 | 0 | 5126.52 | 0 | 0 | 0
Demand Diffs | 649.67 | 0 | 475.13 | 58.36 | 0 | 0 | 0 | 295.64 | 0 | 350.38 | 0 | 0 | 0
Refundable | 8270.2991 | 0 | 6048.4049 | 742.9228 | 0 | 0 | 0 | 3763.4972 | 0 | 4460.3374 | 0 | 0 | 0
Note on E1: Chris.T: Tariff Changed