## Eskom
|  | 2010-01-10 | 2010-02-10 | 2010-03-10 | 2010-04-10 | 2010-05-10 | 2010-06-10 | 2010-07-10 | 2010-08-10 | 2010-09-10 | 2010-10-10 | 2010-11-10 | 2010-12-10 | 2011-01-10 | 2011-02-10 | 2011-03-10 | 2011-04-10 | 2011-05-10 | 2011-06-10 | 2011-07-10 | 2011-08-10
Summary | Admin Charge | 2010-05-10: 21088.99; 2010-06-10: 20408.7; 2010-08-10: 21088.99; 2010-09-10: x
| Transmission Nework Charge | 2010-05-10: 455548.59; 2010-06-10: 455973; 2010-08-10: 446483.54; 2010-09-10: x
| Dist. Network Access Charge | 2010-05-10: 913816.85; 2010-06-10: 914668.21; 2010-08-10: 895632.66; 2010-09-10: x
| Network Charge Demand | 2010-05-10: 1165302.54; 2010-06-10: 1144768.42; 2010-08-10: 1141052.9; 2010-09-10: x
| TX Network Access Charge @ rate | 2010-08-10: 3.35
| Utilized Capacity | 2010-08-10: 133278.6687
| Network Access Charge @ Rate | 2010-08-10: 6.72
| Utilized Capacity | 2010-08-10: 133278.6696
| Network Demand Charge @ rate | 2010-08-10: 12.73
| Maximum Demand kVA | 2010-08-10: 89634.9489
| DX Excess Network Access Charge | 2010-05-10: 31332.3; 2010-06-10: 43851.63; 2010-08-10: 46555.32; 2010-09-10: x
| DX Excess Network Access Charge @ | 2010-08-10: 3.35
| DX Excess Network Access kVA | 2010-08-10: 13897.1104
| Energy Charge (Off) kWh | 2010-05-10: 17308831; 2010-06-10: 17145892; 2010-08-10: 18884803; 2010-09-10: x
| Energy Charge (Off) @ | 2010-08-10: 0.1977
| Energy Charge (Off) R | 2010-05-10: 2947693.93; 2010-06-10: 3389742.84; 2010-08-10: 3733525.52; 2010-09-10: x
| Energy Charge (Peak) kWh | 2010-05-10: 17308831; 2010-06-10: 17145892; 2010-08-10: 4812144; 2010-09-10: x
| Energy Charge (Peak) @ | 2010-08-10: 1.4238
| Energy Charge (Peak) R | 2010-05-10: 2947693.93; 2010-06-10: 3389742.84; 2010-08-10: 6851530.63; 2010-09-10: x
| Energy Consumption Standard kWh | 2010-05-10: 17308831; 2010-06-10: 17145892; 2010-08-10: 13427687; 2010-09-10: x
| Energy Charge (Off) @ | 2010-08-10: 0.3701
| Energy Charge (Off) R | 2010-05-10: 2947693.93; 2010-06-10: 3389742.84; 2010-08-10: 4969586.97; 2010-09-10: x
| Energy Consumption All kWh | 2010-08-10: 47709691.7715
| Reactive Energy kVArh | 2010-05-10: 0; 2010-06-10: 5064734; 2010-08-10: 5423595; 2010-09-10: x
| Reactive Energy @ | 2010-08-10: 0.0589
| Reactive Energy R | 2010-05-10: 0; 2010-06-10: 298312.84; 2010-08-10: 319449.17; 2010-09-10: x
| Electrification and rural subs (All) @ | 2010-08-10: 0.024044
| Electrification and rural subs (All) | 2010-05-10: 1088474.12; 2010-06-10: 1100604.59; 2010-08-10: 1147151.22; 2010-09-10: x
| Environmental Levy @ | 2010-08-10: 0.015563
| Environmental Levy | 2010-05-10: 704514; 2010-06-10: 712365.44; 2010-08-10: 742492.7; 2010-09-10: x
| Service Charge | 2010-05-10: 50800.63; 2010-06-10: 49161.9; 2010-08-10: 50800.63; 2010-09-10: x
| Total Costs | 2010-08-10: 20365350.84
| Energy Cost: c/kWh | 2010-08-10: 42.686
| Diffs from Calculated Bill | 2010-08-10: -0.59
| % Diff Eskom / Calculated | 2010-08-10: -2.897e-06%
5245810025
Hartebeest Vent -3# | Notified Max Demand | 2010-01-10: 4500; 2010-02-10: 4500; 2010-03-10: 4500; 2010-04-10: 4500; 2010-05-10: 4500; 2010-06-10: 4500; 2010-08-10: 4500; 2010-09-10: x
| Utilised Capacity | 2010-01-10: 4500; 2010-02-10: 4500; 2010-03-10: 4500; 2010-04-10: 4500; 2010-05-10: 4500; 2010-06-10: 4500; 2010-08-10: 4500; 2010-09-10: x
| Energy Consumption Off peak kWh | 2010-01-10: 606303; 2010-03-10: 634206.24; 2010-04-10: 684285.12; 2010-05-10: 671710.32; 2010-06-10: 644949; 2010-08-10: 694042.2; 2010-09-10: x
| Energy Consumption Standard kWh | 2010-01-10: 408277.44; 2010-03-10: 500858.28; 2010-04-10: 438594.84; 2010-05-10: 485074.44; 2010-06-10: 509554.44; 2010-08-10: 515092.32; 2010-09-10: x
| Energy Consumption Peak kWh | 2010-01-10: 162726.12; 2010-03-10: 202717.08; 2010-04-10: 172180.08; 2010-05-10: 194027.76; 2010-06-10: 206562.24; 2010-08-10: 205524.36; 2010-09-10: x
| Energy Consumption All kWh | 2010-01-10: 1177306.56; 2010-03-10: 1337781.6; 2010-04-10: 1295060.04; 2010-05-10: 1350812.52; 2010-06-10: 1361065.68; 2010-08-10: 1414658.88; 2010-09-10: x
| Off-Peak Demand Consumption | 2010-01-10: 2281.11; 2010-03-10: 2326.23; 2010-04-10: 2326.52; 2010-05-10: 2375.29; 2010-06-10: 2465.77; 2010-08-10: 1998.72; 2010-09-10: x
| Std Demand Consumption | 2010-01-10: 2336.35; 2010-03-10: 2379.92; 2010-04-10: 2359.12; 2010-05-10: 2436.35; 2010-06-10: 2540.73; 2010-08-10: 2106; 2010-09-10: x
| Peak Demand Consumption | 2010-01-10: 2331.84; 2010-03-10: 2366.32; 2010-04-10: 2363.68; 2010-05-10: 2458.16; 2010-06-10: 2516.36; 2010-08-10: 2121.84; 2010-09-10: x
| Demand Reading kW/kVA | 2010-01-10: 2336.35; 2010-03-10: 2379.92; 2010-04-10: 2363.68; 2010-05-10: 2458.16; 2010-06-10: 2540.73; 2010-08-10: 2121.84; 2010-09-10: x
| Reactive Energy Off Peak | 2010-01-10: 518400; 2010-03-10: 471230.64; 2010-04-10: 508679.28; 2010-05-10: 496742.04; 2010-06-10: 450893.16; 2010-08-10: 372.96; 2010-09-10: x
| Reactive Energy Standard | 2010-01-10: 346643.64; 2010-03-10: 360118.36; 2010-04-10: 323278.56; 2010-05-10: 356499; 2010-06-10: 338337.72; 2010-08-10: 127.44; 2010-09-10: x
| Reactive Energy Peak | 2010-01-10: 137977.56; 2010-03-10: 148504.32; 2010-04-10: 126531; 2010-05-10: 141127.2; 2010-06-10: 135434.16; 2010-08-10: 148.68; 2010-09-10: x
| Excess Reactive Energy | 2010-05-10: 0; 2010-06-10: 280733.78; 2010-08-10: 0; 2010-09-10: x
| Load Factor | 2010-01-10: 82; 2010-03-10: 92; 2010-04-10: 93; 2010-05-10: 90; 2010-06-10: 89; 2010-08-10: 89; 2010-09-10: x
| Days | 2010-01-10: 31; 2010-03-10: 31; 2010-04-10: 30; 2010-05-10: 31; 2010-06-10: 30; 2010-08-10: 31; 2010-09-10: x
| Admin Charge @ rate | 2010-03-10: 42.37; 2010-04-10: 52.33; 2010-05-10: 52.33; 2010-06-10: 52.33; 2010-08-10: 52.33; 2010-09-10: x
| Admin Costs | 2010-01-10: 1313.47; 2010-02-10: 1186; 2010-03-10: 1313.47; 2010-04-10: 1569.9; 2010-05-10: 1622.23; 2010-06-10: 1569.9; 2010-07-10: 0; 2010-08-10: 1622.23; 2010-09-10: x
| TX Network Access Charge @ rate | 2010-01-10: 2.71; 2010-02-10: 2.71; 2010-03-10: 2.71; 2010-04-10: 3.35; 2010-05-10: 3.35; 2010-06-10: 3.35; 2010-08-10: 3.35; 2010-09-10: x
| TX Network Access Cost | 2010-01-10: 12195; 2010-02-10: 12195; 2010-03-10: 12195; 2010-04-10: 15075; 2010-05-10: 15075; 2010-06-10: 15075; 2010-07-10: 0; 2010-08-10: 15075; 2010-09-10: x
| Network Access Charge @ Rate | 2010-01-10: 5.44; 2010-02-10: 5.44; 2010-03-10: 5.44; 2010-04-10: 6.72; 2010-05-10: 6.72; 2010-06-10: 6.72; 2010-08-10: 6.72; 2010-09-10: x
| Network Access cost | 2010-01-10: 24480; 2010-02-10: 24480; 2010-03-10: 24480; 2010-04-10: 30240; 2010-05-10: 30240; 2010-06-10: 30240; 2010-07-10: 0; 2010-08-10: 30240; 2010-09-10: x
| Network Demand Charge @ rate | 2010-01-10: 10.31; 2010-02-10: 10.31; 2010-03-10: 10.31; 2010-04-10: 12.73; 2010-05-10: 12.73; 2010-06-10: 12.73; 2010-08-10: 12.73; 2010-09-10: x
| Network Demand cost | 2010-01-10: 24087.7685; 2010-02-10: 0; 2010-03-10: 24536.9752; 2010-04-10: 30089.6464; 2010-05-10: 31292.3768; 2010-06-10: 32343.4929; 2010-07-10: 0; 2010-08-10: 27011.0232; 2010-09-10: x
| Number of Events | 2010-05-10: 0; 2010-06-10: 0
| NMD exceeded by | 2010-05-10: 0; 2010-06-10: 0
| Excess NAC charge @ | 2010-05-10: 0; 2010-06-10: 0; 2010-08-10: 10.07
| Excess NAC charge | 2010-08-10: 0
| Low Season Off-peak Energy Charge @ | 2010-01-10: 0.1379; 2010-02-10: 0.1379; 2010-03-10: 0.1379; 2010-04-10: 0.1703; 2010-05-10: 0.1703; 2010-09-10: x
| Low Season Off-peak Energy cost | 2010-01-10: 83609.1837; 2010-02-10: 0; 2010-03-10: 87457.0405; 2010-04-10: 116533.7559; 2010-05-10: 114392.2675; 2010-09-10: x
| High Season Off-peak Energy Charge @ | 2010-06-10: 0.1977; 2010-08-10: 0.1977; 2010-09-10: x
| High Season Off-peak Energy cost | 2010-06-10: 127506.4173; 2010-07-10: 0; 2010-08-10: 137212.1429; 2010-09-10: x
| Low Season Peak Energy Charge @ | 2010-01-10: 0.3219; 2010-02-10: 0.3219; 2010-03-10: 0.3219; 2010-04-10: 0.3975; 2010-05-10: 0.3975; 2010-09-10: x
| Low Season Peak Energy cost | 2010-01-10: 52381.538; 2010-02-10: 0; 2010-03-10: 65254.6281; 2010-04-10: 68441.5818; 2010-05-10: 77126.0346; 2010-09-10: x
| High Season Peak Energy Charge @ | 2010-06-10: 1.4238; 2010-08-10: 1.4238; 2010-09-10: x
| High Season Peak Energy cost | 2010-06-10: 294103.3173; 2010-07-10: 0; 2010-08-10: 292625.5838; 2010-09-10: x
| Low Season Standard Energy Charge @ | 2010-01-10: 0.1972; 2010-02-10: 0.1972; 2010-03-10: 0.1972; 2010-04-10: 0.2435; 2010-05-10: 0.2435; 2010-09-10: x
| Low Season Standard Energy cost | 2010-01-10: 80512.3112; 2010-02-10: 0; 2010-03-10: 98769.2528; 2010-04-10: 106797.8435; 2010-05-10: 118115.6261; 2010-09-10: x
| High Season Standard Energy Charge @ | 2010-06-10: 0.3701; 2010-08-10: 0.3701; 2010-09-10: x
| High Season Standard Energy cost | 2010-06-10: 188586.0982; 2010-07-10: 0; 2010-08-10: 190635.6676; 2010-09-10: x
| High season Exsess Reactive Energy | 2010-06-10: 271678; 2010-09-10: x
| High season Exsess Reactive Energy @ | 2010-06-10: 0.0589; 2010-08-10: 0.0589; 2010-09-10: x
| High season Exsess Reactive Cost | 2010-06-10: 16001.8342; 2010-07-10: 0; 2010-08-10: 0; 2010-09-10: x
| Electrification & Rural Sub @ | 2010-01-10: 0.025; 2010-02-10: 0.025; 2010-03-10: 0.025; 2010-04-10: 0.0309; 2010-05-10: 0.0309; 2010-06-10: 0.0309; 2010-08-10: 0.0309; 2010-09-10: x
| Electrification & Rural cost | 2010-01-10: 29432.664; 2010-02-10: 0; 2010-03-10: 33444.54; 2010-04-10: 40017.3552; 2010-05-10: 41740.1069; 2010-06-10: 42056.9295; 2010-07-10: 0; 2010-08-10: 43712.9594; 2010-09-10: x
| Retail Environmental Levy Charge @ | 2010-01-10: 0.0197; 2010-02-10: 0.0197; 2010-03-10: 0.0197; 2010-04-10: 0.02; 2010-05-10: 0.02; 2010-06-10: 0.02; 2010-08-10: 0.02; 2010-09-10: x
| Retail Environmental Levy Charge | 2010-01-10: 23192.9392; 2010-02-10: 0; 2010-03-10: 26354.2975; 2010-04-10: 25901.2008; 2010-05-10: 27016.2504; 2010-06-10: 27221.3136; 2010-07-10: 0; 2010-08-10: 28293.1776; 2010-09-10: x
| Service | 2010-05-10: 0; 2010-06-10: 0; 2010-09-10: x
Rebilled Adjustments | bar: 2010-01-10 to 2011-08-10
| Total Costs | 2010-01-10: 331204.77; 2010-03-10: 373805.22; 2010-04-10: 434666.27; 2010-05-10: 456619.85; 2010-06-10: 774703.95; 2010-08-10: 766427.11; 2010-09-10: x
| Energy Cost: c/kWh | 2010-01-10: 28.1324; 2010-02-10: #DIV/0!; 2010-03-10: 27.9422; 2010-04-10: 33.5634; 2010-05-10: 33.8033; 2010-06-10: 56.9189; 2010-07-10: #DIV/0!; 2010-08-10: 54.1775
| Calculated Bill | 2010-01-10: 0.10463; 2010-02-10: 37861; 2010-03-10: -0.015916; 2010-04-10: 0.013712; 2010-05-10: 0.042304; 2010-06-10: 0.35307; 2010-07-10: 0; 2010-08-10: 0.67453
| % Diff Eskom / Calculated | 2010-01-10: 3.159e-05%; 2010-02-10: #DIV/0!; 2010-03-10: -4.258e-06%; 2010-04-10: 3.155e-06%; 2010-05-10: 9.265e-06%; 2010-06-10: 4.557e-05%; 2010-07-10: #DIV/0!; 2010-08-10: 8.801e-05%
5245810087
Hartebeest Shaft - 4# | Notified Max Demand | 2010-05-10: 3037; 2010-06-10: 3037
| Utilised Capacity | 2010-05-10: 3215.35; 2010-06-10: 3342.05
| Energy Consumption Off peak kWh | 2010-05-10: 99555.12; 2010-06-10: 118785.6
| Energy Consumption Standard kWh | 2010-05-10: 159423.12; 2010-06-10: 187321.68
| Energy Consumption Peak kWh | 2010-05-10: 61519.68; 2010-06-10: 53684.28
| Energy Consumption All kWh | 2010-05-10: 320497.92; 2010-06-10: 359791.56
| Off-Peak Demand Consumption | 2010-05-10: 2237.93; 2010-06-10: 2475.31
| Std Demand Consumption | 2010-05-10: 3035.22; 2010-06-10: 3342.05
| Peak Demand Consumption | 2010-05-10: 3020.96; 2010-06-10: 3047.24
| Demand Reading kW/kVA | 2010-05-10: 3035.22; 2010-06-10: 3342.05
| Reactive Energy Off Peak | 2010-05-10: 185151.6; 2010-06-10: 214509.6
| Reactive Energy Standard | 2010-05-10: 345374.28; 2010-06-10: 407030.4
| Reactive Energy Peak | 2010-05-10: 143179.56; 2010-06-10: 76092.12
| Excess Reactive Energy | 2010-05-10: 0; 2010-06-10: 424514.75
| Load Factor | 2010-05-10: 33; 2010-06-10: 30
| Days | 2010-05-10: 31; 2010-06-10: 30
| Admin Charge @ rate | 2010-01-10: 42.37; 2010-02-10: 42.37; 2010-03-10: 42.37; 2010-04-10: 1569.9; 2010-05-10: 52.33; 2010-06-10: 52.33; 2010-08-10: 1622.23
| Admin Costs | 2010-01-10: 0; 2010-02-10: 0; 2010-03-10: 0; 2010-04-10: 0; 2010-05-10: 1622.23; 2010-06-10: 1569.9; 2010-07-10: 0; 2010-08-10: 0
| TX Network Access Charge @ rate | 2010-01-10: 2.71; 2010-02-10: 2.71; 2010-03-10: 2.71; 2010-04-10: 72377.8555; 2010-05-10: 3.35; 2010-06-10: 3.35; 2010-08-10: 65954.8
| TX Network Access Cost | 2010-01-10: 0; 2010-02-10: 0; 2010-03-10: 0; 2010-04-10: 0; 2010-05-10: 10771.4225; 2010-06-10: 11195.8675; 2010-07-10: 0; 2010-08-10: 0
| Network Access Charge @ Rate | 2010-01-10: 5.44; 2010-02-10: 5.44; 2010-03-10: 5.44; 2010-04-10: 145187.8176; 2010-05-10: 6.72; 2010-06-10: 6.72; 2010-08-10: 132303.36
| Network Access cost | 2010-01-10: 0; 2010-02-10: 0; 2010-03-10: 0; 2010-04-10: 0; 2010-05-10: 21607.152; 2010-06-10: 22458.576; 2010-07-10: 0; 2010-08-10: 0
| Network Demand Charge @ rate | 2010-01-10: 10.31; 2010-02-10: 10.31; 2010-03-10: 10.31; 2010-04-10: 199953.929; 2010-05-10: 12.73; 2010-06-10: 12.73; 2010-08-10: 193012.0054
| Network Demand cost | 2010-01-10: 0; 2010-02-10: 0; 2010-03-10: 0; 2010-04-10: 0; 2010-05-10: 38638.3506; 2010-06-10: 42544.2965; 2010-07-10: 0; 2010-08-10: 0
| Number of Events | 2010-05-10: 0; 2010-06-10: 8
| NMD exceeded by | 2010-05-10: 0; 2010-06-10: 305.05
| Excess NAC charge @ | 2010-05-10: 0; 2010-06-10: 10.07; 2010-08-10: 10.07
| Excess NAC charge | 2010-08-10: 0
| Low Season Off-peak Energy Charge @ | 2010-01-10: 0.1379; 2010-02-10: 0.1379; 2010-03-10: 0.1379; 2010-04-10: 0.1703; 2010-05-10: 0.1703; 2010-09-10: x
| Low Season Off-peak Energy cost | 2010-01-10: #REF!; 2010-02-10: #REF!; 2010-03-10: #REF!; 2010-04-10: #REF!; 2010-05-10: #REF!
| High Season Off-peak Energy Charge @ | 2010-06-10: 0.1977; 2010-08-10: 0.1977
| High Season Off-peak Energy cost | 2010-06-10: 23483.9131; 2010-07-10: 0; 2010-08-10: 0
| Low Season Peak Energy Charge @ | 2010-01-10: 0.3219; 2010-02-10: 0.3219; 2010-03-10: 0.3219; 2010-04-10: 310359.5253; 2010-05-10: 0.3975
| Low Season Peak Energy cost | 2010-01-10: 0; 2010-02-10: 0; 2010-03-10: 0; 2010-04-10: 0; 2010-05-10: 24454.0728
| High Season Peak Energy Charge @ | 2010-06-10: 1.4238; 2010-08-10: 1.4238
| High Season Peak Energy cost | 2010-06-10: 76435.6779; 2010-07-10: 0; 2010-08-10: 0
| Low Season Standard Energy Charge @ | 2010-01-10: 0.1972; 2010-02-10: 0.1972; 2010-03-10: 0.1972; 2010-04-10: 472316.6675; 2010-05-10: 0.2435
| Low Season Standard Energy cost | 2010-01-10: 0; 2010-02-10: 0; 2010-03-10: 0; 2010-04-10: 0; 2010-05-10: 38819.5297
| High Season Standard Energy Charge @ | 2010-06-10: 0.3701; 2010-08-10: 0.3701
| High Season Standard Energy cost | 2010-06-10: 69327.7538; 2010-07-10: 0; 2010-08-10: 0
| High season Exsess Reactive Energy | 2010-06-10: 410821
| High season Exsess Reactive Energy @ | 2010-06-10: 0.0589; 2010-08-10: 0.0589
| High season Exsess Reactive Cost | 2010-06-10: 24197.3569; 2010-07-10: 0; 2010-08-10: 0
| Electrification & Rural Sub @ | 2010-01-10: 0.025; 2010-02-10: 0.025; 2010-03-10: 0.025; 2010-04-10: 167648.966; 2010-05-10: 0.0309; 2010-06-10: 0.0309; 2010-07-10: 0; 2010-08-10: 189924.3829
| Electrification & Rural cost | 2010-01-10: 0; 2010-02-10: 0; 2010-03-10: 0; 2010-04-10: 0; 2010-05-10: 9903.3857; 2010-06-10: 11117.5592; 2010-07-10: 0; 2010-08-10: 0
| Retail Environmental Levy Charge @ | 2010-01-10: 0.0197; 2010-02-10: 0.0197; 2010-03-10: 0.0197; 2010-04-10: 108510.6576; 2010-05-10: 0.02; 2010-06-10: 0.02; 2010-07-10: 0; 2010-08-10: 122928.4032
| Retail Environmental Levy Charge | 2010-01-10: 0; 2010-02-10: 0; 2010-03-10: 0; 2010-04-10: 0; 2010-05-10: 6409.9584; 2010-06-10: 7195.8312; 2010-07-10: 0; 2010-08-10: 0
| Service | 2010-05-10: 0; 2010-06-10: 0
Rebilled Adjustments
| Total Costs | 2010-05-10: 169180.53; 2010-06-10: 314101.69
| Energy Cost: c/kWh | 2010-01-10: #DIV/0!; 2010-02-10: #DIV/0!; 2010-03-10: #DIV/0!; 2010-04-10: #DIV/0!; 2010-05-10: 52.7868; 2010-06-10: 87.301; 2010-07-10: #DIV/0!; 2010-08-10: #DIV/0!
| Calculated Bill | 2010-01-10: #REF!; 2010-02-10: #REF!; 2010-03-10: #REF!; 2010-04-10: #REF!; 2010-05-10: #REF!; 2010-06-10: -24574.9579; 2010-07-10: 0; 2010-08-10: 0
| % Diff Eskom / Calculated | 2010-01-10: #REF!; 2010-02-10: #REF!; 2010-03-10: #REF!; 2010-04-10: #REF!; 2010-05-10: #REF!; 2010-06-10: -7.824%; 2010-07-10: #DIV/0!; 2010-08-10: #DIV/0!
5245810313
Zandpan Shaft - 6# | Notified Max Demand | 2010-01-10: 19688; 2010-02-10: 19688; 2010-03-10: 19688; 2010-04-10: 19688; 2010-05-10: 19688; 2010-06-10: 19688; 2010-08-10: 19688
| Utilised Capacity | 2010-01-10: 21605.33; 2010-02-10: 21605.33; 2010-03-10: 21605.33; 2010-04-10: 21605.33; 2010-05-10: 21605.33; 2010-06-10: 21605.33; 2010-08-10: 19688
| Energy Consumption Off peak kWh | 2010-01-10: 2600124.84; 2010-03-10: 2899033.8; 2010-04-10: 2705055.36; 2010-05-10: 2671415.52; 2010-06-10: 2842748.04; 2010-08-10: 3018180.96
| Energy Consumption Standard kWh | 2010-01-10: 2027686.32; 2010-03-10: 2220330; 2010-04-10: 1939698.84; 2010-05-10: 2129962.2; 2010-06-10: 2360115.84; 2010-08-10: 2277158.28
| Energy Consumption Peak kWh | 2010-01-10: 803825.28; 2010-03-10: 874405.08; 2010-04-10: 780778.68; 2010-05-10: 864847.44; 2010-06-10: 866845.92; 2010-08-10: 851080.92
| Energy Consumption All kWh | 2010-01-10: 5431636.44; 2010-03-10: 5993768.88; 2010-04-10: 5425532.88; 2010-05-10: 5666225.16; 2010-06-10: 6069709.8; 2010-08-10: 6146420.16
| Off-Peak Demand Consumption | 2010-01-10: 16834.73; 2010-03-10: 16742.28; 2010-04-10: 17697.83; 2010-05-10: 17190.96; 2010-06-10: 18160.11; 2010-08-10: 17707.04
| Std Demand Consumption | 2010-01-10: 15242.97; 2010-03-10: 14972.22; 2010-04-10: 15408.83; 2010-05-10: 15366.33; 2010-06-10: 15250.25; 2010-08-10: 15161.98
| Peak Demand Consumption | 2010-01-10: 13764.66; 2010-03-10: 14406.28; 2010-04-10: 15707.3; 2010-05-10: 14790.16; 2010-06-10: 11256.59; 2010-08-10: 13463.71
| Demand Reading kW/kVA | 2010-01-10: 16834.73; 2010-03-10: 16742.28; 2010-04-10: 17697.83; 2010-05-10: 17190.96; 2010-06-10: 18160.11; 2010-08-10: 17707.04
| Reactive Energy Off Peak | 2010-01-10: 3219697.44; 2010-03-10: 2190642.28; 2010-04-10: 2457720.24; 2010-05-10: 1802943.48; 2010-06-10: 2088202.68; 2010-08-10: 1808785.92
| Reactive Energy Standard | 2010-01-10: 1606823.52; 2010-03-10: 1501128.24; 2010-04-10: 1587404.16; 2010-05-10: 1351951.8; 2010-06-10: 1499770.56; 2010-08-10: 579769.44
| Reactive Energy Peak | 2010-01-10: 637085.16; 2010-03-10: 607848; 2010-04-10: 647824.32; 2010-05-10: 548337.12; 2010-06-10: 471552.36; 2010-08-10: 1496860.49
| Excess Reactive Energy | 2010-01-10: 637085.16; 2010-05-10: 0; 2010-06-10: 1036675.53; 2010-08-10: 145084
| Load Factor | 2010-01-10: 72; 2010-03-10: 78; 2010-04-10: 61; 2010-05-10: 73; 2010-06-10: 76; 2010-08-10: 73
| Days | 2010-01-10: 31; 2010-03-10: 31; 2010-04-10: 30; 2010-05-10: 31; 2010-06-10: 30; 2010-08-10: 31
| Admin Charge @ rate | 2010-01-10: 42.37; 2010-02-10: 42.37; 2010-03-10: 42.37; 2010-04-10: 52.33; 2010-05-10: 52.33; 2010-06-10: 52.33; 2010-08-10: 52.33
| Admin Costs | 2010-01-10: 1313.47; 2010-02-10: 0; 2010-03-10: 1313.47; 2010-04-10: 1569.9; 2010-05-10: 1622.23; 2010-06-10: 1569.9; 2010-07-10: 0; 2010-08-10: 1622.23
| TX Network Access Charge @ rate | 2010-01-10: 2.71; 2010-02-10: 2.71; 2010-03-10: 2.71; 2010-04-10: 3.35; 2010-05-10: 3.35; 2010-06-10: 3.35; 2010-08-10: 3.35
| TX Network Access Cost | 2010-01-10: 58550.4443; 2010-02-10: 58550.4443; 2010-03-10: 58550.4443; 2010-04-10: 72377.8555; 2010-05-10: 72377.8555; 2010-06-10: 72377.8555; 2010-07-10: 0; 2010-08-10: 65954.8
| Network Access Charge @ Rate | 2010-01-10: 5.44; 2010-02-10: 5.44; 2010-03-10: 5.44; 2010-04-10: 6.72; 2010-05-10: 6.72; 2010-06-10: 6.72; 2010-08-10: 6.72
| Network Access cost | 2010-01-10: 117532.9952; 2010-02-10: 117532.9952; 2010-03-10: 117532.9952; 2010-04-10: 145187.8176; 2010-05-10: 145187.8176; 2010-06-10: 145187.8176; 2010-07-10: 0; 2010-08-10: 132303.36
| Network Demand Charge @ rate | 2010-01-10: 10.31; 2010-02-10: 10.31; 2010-03-10: 10.31; 2010-04-10: 12.73; 2010-05-10: 12.73; 2010-06-10: 12.73; 2010-08-10: 12.73
| Network Demand cost | 2010-01-10: 157155.0207; 2010-02-10: 0; 2010-03-10: 154363.5882; 2010-04-10: 199953.929; 2010-05-10: 195613.3809; 2010-06-10: 194135.6825; 2010-07-10: 0; 2010-08-10: 193012.0054
| Number of Events | 2010-05-10: 0; 2010-06-10: 0
| NMD exceeded by | 2010-05-10: 0; 2010-06-10: 0
| Excess NAC charge @ | 2010-05-10: 0; 2010-06-10: 0; 2010-08-10: 10.07
| Excess NAC charge | 2010-08-10: 0
| Low Season Off-peak Energy Charge @ | 2010-01-10: 0.1379; 2010-02-10: 0.1379; 2010-03-10: 0.1379; 2010-04-10: 0.1703; 2010-05-10: 0.1703
| Low Season Off-peak Energy cost | 2010-01-10: 358557.2154; 2010-02-10: 0; 2010-03-10: 399776.761; 2010-04-10: 460670.9278; 2010-05-10: 454942.0631
| High Season Off-peak Energy Charge @ | 2010-06-10: 0.1977; 2010-08-10: 0.1977
| High Season Off-peak Energy cost | 2010-06-10: 562011.2875; 2010-07-10: 0; 2010-08-10: 596694.3758
| Low Season Peak Energy Charge @ | 2010-01-10: 0.3219; 2010-02-10: 0.3219; 2010-03-10: 0.3219; 2010-04-10: 0.3975; 2010-05-10: 0.3975
| Low Season Peak Energy cost | 2010-01-10: 258751.3576; 2010-02-10: 0; 2010-03-10: 281470.9953; 2010-04-10: 310359.5253; 2010-05-10: 343776.8574
| High Season Peak Energy Charge @ | 2010-06-10: 1.4238; 2010-08-10: 1.4238
| High Season Peak Energy cost | 2010-06-10: 1234215.2209; 2010-07-10: 0; 2010-08-10: 1211769.0139
| Low Season Standard Energy Charge @ | 2010-01-10: 0.1972; 2010-02-10: 0.1972; 2010-03-10: 0.1972; 2010-04-10: 0.2435; 2010-05-10: 0.2435
| Low Season Standard Energy cost | 2010-01-10: 399859.7423; 2010-02-10: 0; 2010-03-10: 437849.076; 2010-04-10: 472316.6675; 2010-05-10: 518645.7957
| High Season Standard Energy Charge @ | 2010-06-10: 0.3701; 2010-08-10: 0.3701
| High Season Standard Energy cost | 2010-06-10: 873478.8724; 2010-07-10: 0; 2010-08-10: 842776.2794
| High season Exsess Reactive Energy | 2010-06-10: 1003234; 2010-07-10: 1428426; 2010-08-10: 1450084
| High season Exsess Reactive Energy @ | 2010-06-10: 0.0589; 2010-07-10: 0.0589; 2010-08-10: 0.0589
| High season Exsess Reactive Cost | 2010-06-10: 59090.4826; 2010-07-10: 84134.2914; 2010-08-10: 85409.9476
| Electrification & Rural Sub @ | 2010-01-10: 0.025; 2010-02-10: 0.025; 2010-03-10: 0.025; 2010-04-10: 0.0309; 2010-05-10: 0.0309; 2010-06-10: 0.0309; 2010-07-10: 0.0309; 2010-08-10: 0.0309
| Electrification & Rural cost | 2010-01-10: 135790.911; 2010-02-10: 0; 2010-03-10: 149844.222; 2010-04-10: 167648.966; 2010-05-10: 175086.3574; 2010-06-10: 187554.0328; 2010-07-10: 0; 2010-08-10: 189924.3829
| Retail Environmental Levy Charge @ | 2010-01-10: 0.0197; 2010-02-10: 0.0197; 2010-03-10: 0.0197; 2010-04-10: 0.02; 2010-05-10: 0.02; 2010-06-10: 0.02; 2010-07-10: 0.02; 2010-08-10: 0.02
| Retail Environmental Levy Charge | 2010-01-10: 107003.2379; 2010-02-10: 0; 2010-03-10: 118077.2469; 2010-04-10: 108510.6576; 2010-05-10: 113324.5032; 2010-06-10: 121394.196; 2010-07-10: 0; 2010-08-10: 122928.4032
| Service | 2010-05-10: 0; 2010-06-10: 0
Rebilled Adjustments
| Total Costs | 2010-01-10: 1594514.25; 2010-03-10: 1718778.92; 2010-04-10: 1938596.5; 2010-05-10: 2020576.71; 2010-06-10: 3451015.65; 2010-08-10: 3442394.82
| Energy Cost: c/kWh | 2010-01-10: 29.3561; 2010-02-10: #DIV/0!; 2010-03-10: 28.6761; 2010-04-10: 35.731; 2010-05-10: 35.66; 2010-06-10: 56.8564; 2010-07-10: #DIV/0!; 2010-08-10: 56.0065
| Calculated Bill | 2010-01-10: 0.14444; 2010-02-10: 176083.4395; 2010-03-10: -0.12109; 2010-04-10: -0.25366; 2010-05-10: 0.1508; 2010-06-10: -0.30219; 2010-07-10: 84134.2914; 2010-08-10: -0.02174
| % Diff Eskom / Calculated | 2010-01-10: 9.059e-06%; 2010-02-10: #DIV/0!; 2010-03-10: -7.045e-06%; 2010-04-10: -1.308e-05%; 2010-05-10: 7.463e-06%; 2010-06-10: -8.757e-06%; 2010-07-10: #DIV/0!; 2010-08-10: -6.315e-07%
5245810368
Hartebeest Five - 5# | Notified Max Demand | 2010-01-10: 8000; 2010-02-10: 8000; 2010-03-10: 8000; 2010-04-10: 8000; 2010-05-10: 8000; 2010-06-10: 8000; 2010-08-10: 8000
| Utilised Capacity | 2010-01-10: 8000; 2010-02-10: 8000; 2010-03-10: 8000; 2010-04-10: 8000; 2010-05-10: 8000; 2010-06-10: 8000; 2010-08-10: 8000
| Energy Consumption Off peak kWh | 2010-01-10: 919087.77; 2010-03-10: 907244.52; 2010-04-10: 872926.42; 2010-05-10: 784892.94; 2010-06-10: 802475.24; 2010-08-10: 855446.67
| Energy Consumption Standard kWh | 2010-01-10: 623696.92; 2010-03-10: 682728.05; 2010-04-10: 583351.64; 2010-05-10: 604161.1; 2010-06-10: 638116.87; 2010-08-10: 629280.2
| Energy Consumption Peak kWh | 2010-01-10: 241694.15; 2010-03-10: 273642.79; 2010-04-10: 232713.4; 2010-05-10: 239715.53; 2010-06-10: 223423.03; 2010-08-10: 224906.66
| Energy Consumption All kWh | 2010-01-10: 1784478.84; 2010-03-10: 1863615.36; 2010-04-10: 1688991.46; 2010-05-10: 1628769.57; 2010-06-10: 1664015.14; 2010-08-10: 1709633.53
| Off-Peak Demand Consumption | 2010-01-10: 5290.63; 2010-03-10: 5195.45; 2010-04-10: 5160.52; 2010-05-10: 4936.64; 2010-06-10: 4992.53; 2010-08-10: 4816.6
| Std Demand Consumption | 2010-01-10: 4640.96; 2010-03-10: 4720.32; 2010-04-10: 5102.16; 2010-05-10: 4747.89; 2010-06-10: 4605.83; 2010-08-10: 4520.96
| Peak Demand Consumption | 2010-01-10: 4524.07; 2010-03-10: 4685.98; 2010-04-10: 4940.81; 2010-05-10: 5286.77; 2010-06-10: 3567.49; 2010-08-10: 3965.32
| Demand Reading kW/kVA | 2010-01-10: 5290.63; 2010-03-10: 5195.45; 2010-04-10: 5160.52; 2010-05-10: 5286.77; 2010-06-10: 4992.53; 2010-08-10: 4816.6
| Reactive Energy Off Peak | 2010-01-10: 903999.44; 2010-03-10: 830177.6; 2010-04-10: 783090.48; 2010-05-10: 666905.91; 2010-06-10: 699629.94; 2010-08-10: 63087.35
| Reactive Energy Standard | 2010-01-10: 548311.2; 2010-03-10: 546749.69; 2010-04-10: 469656.68; 2010-05-10: 497393.48; 2010-06-10: 501201.36; 2010-08-10: 381628.14
| Reactive Energy Peak | 2010-01-10: 214214.34; 2010-03-10: 226035.45; 2010-04-10: 181540.37; 2010-05-10: 204008.35; 2010-06-10: 162163.86; 2010-08-10: 130388.97
| Excess Reactive Energy | 2010-05-10: 0; 2010-06-10: 418400.02; 2010-08-10: 278049.93
| Load Factor | 2010-01-10: 67; 2010-03-10: 68; 2010-04-10: 65; 2010-05-10: 66; 2010-06-10: 65; 2010-08-10: 67
| Days | 2010-01-10: 31; 2010-03-10: 31; 2010-04-10: 30; 2010-05-10: 31; 2010-06-10: 30; 2010-08-10: 31
| Admin Charge @ rate | 2010-03-10: 42.37; 2010-04-10: 52.33; 2010-05-10: 52.33; 2010-06-10: 52.33; 2010-07-10: 52.33; 2010-08-10: 52.33
| Admin Costs | 2010-01-10: 1186; 2010-02-10: 1186; 2010-03-10: 1313.47; 2010-04-10: 1569.9; 2010-05-10: 1622.23; 2010-06-10: 1569.9; 2010-07-10: 0; 2010-08-10: 1622.23
| TX Network Access Charge @ rate | 2010-01-10: 2.71; 2010-02-10: 2.71; 2010-03-10: 2.71; 2010-04-10: 3.35; 2010-05-10: 3.35; 2010-06-10: 3.35; 2010-07-10: 3.35; 2010-08-10: 3.35
| TX Network Access Cost | 2010-01-10: 21680; 2010-02-10: 21680; 2010-03-10: 21680; 2010-04-10: 26800; 2010-05-10: 26800; 2010-06-10: 26800; 2010-07-10: 0; 2010-08-10: 26800
| Network Access Charge @ Rate | 2010-01-10: 5.44; 2010-02-10: 5.44; 2010-03-10: 5.44; 2010-04-10: 6.72; 2010-05-10: 6.72; 2010-06-10: 6.72; 2010-07-10: 6.72; 2010-08-10: 6.72
| Network Access cost | 2010-01-10: 43520; 2010-02-10: 43520; 2010-03-10: 43520; 2010-04-10: 53760; 2010-05-10: 53760; 2010-06-10: 53760; 2010-07-10: 0; 2010-08-10: 53760
| Network Demand Charge @ rate | 2010-01-10: 10.31; 2010-02-10: 10.31; 2010-03-10: 10.31; 2010-04-10: 12.73; 2010-05-10: 12.73; 2010-06-10: 12.73; 2010-07-10: 12.73; 2010-08-10: 12.73
| Network Demand cost | 2010-01-10: 47848.2976; 2010-02-10: 0; 2010-03-10: 48666.4992; 2010-04-10: 64950.4968; 2010-05-10: 67300.5821; 2010-06-10: 58632.2159; 2010-07-10: 0; 2010-08-10: 57551.8208
| Number of Events | 2010-05-10: 0; 2010-06-10: 0
| NMD exceeded by | 2010-05-10: 0; 2010-06-10: 0
| Excess NAC charge @ | 2010-05-10: 0; 2010-06-10: 0; 2010-08-10: 10.07
| Excess NAC charge | 2010-08-10: 0
| Low Season Off-peak Energy Charge @ | 2010-01-10: 0.1379; 2010-02-10: 0.1379; 2010-03-10: 0.1379; 2010-04-10: 0.1703; 2010-05-10: 0.1703
| Low Season Off-peak Energy cost | 2010-01-10: 126742.2035; 2010-02-10: 0; 2010-03-10: 125109.0193; 2010-04-10: 148659.3693; 2010-05-10: 133667.2677
| High Season Off-peak Energy Charge @ | 2010-06-10: 0.1977; 2010-07-10: 0.1977; 2010-08-10: 0.1977
| High Season Off-peak Energy cost | 2010-06-10: 158649.3549; 2010-07-10: 0; 2010-08-10: 169121.8067
| Low Season Peak Energy Charge @ | 2010-01-10: 0.3219; 2010-02-10: 0.3219; 2010-03-10: 0.3219; 2010-04-10: 0.3975; 2010-05-10: 0.3975
| Low Season Peak Energy cost | 2010-01-10: 77801.3469; 2010-02-10: 0; 2010-03-10: 88085.6141; 2010-04-10: 92503.5765; 2010-05-10: 95286.9232
| High Season Peak Energy Charge @ | 2010-06-10: 1.4238; 2010-07-10: 1.4238; 2010-08-10: 1.4238
| High Season Peak Energy cost | 2010-06-10: 318109.7101; 2010-07-10: 0; 2010-08-10: 320222.1025
| Low Season Standard Energy Charge @ | 2010-01-10: 0.1972; 2010-02-10: 0.1972; 2010-03-10: 0.1972; 2010-04-10: 0.2435; 2010-05-10: 0.2435
| Low Season Standard Energy cost | 2010-01-10: 122993.0326; 2010-02-10: 0; 2010-03-10: 134633.9715; 2010-04-10: 142046.1243; 2010-05-10: 147113.2278
| High Season Standard Energy Charge @ | 2010-06-10: 0.3701; 2010-07-10: 0.3701; 2010-08-10: 0.3701
| High Season Standard Energy cost | 2010-06-10: 236167.0536; 2010-07-10: 0; 2010-08-10: 232896.602
| High season Exsess Reactive Energy | 2010-06-10: 404903; 2010-07-10: 341361; 2010-08-10: 269361
| High season Exsess Reactive Energy @ | 2010-06-10: 0.0589; 2010-07-10: 0.0589; 2010-08-10: 0.0589
| High season Exsess Reactive Cost | 2010-06-10: 23848.7867; 2010-07-10: 20106.1629; 2010-08-10: 15865.3629
| Electrification & Rural Sub @ | 2010-01-10: 0.025; 2010-02-10: 0.025; 2010-03-10: 0.025; 2010-04-10: 0.0309; 2010-05-10: 0.0309; 2010-06-10: 0.0309; 2010-07-10: 0.0309; 2010-08-10: 0.0309
| Electrification & Rural cost | 2010-01-10: 44611.971; 2010-02-10: 0; 2010-03-10: 46590.384; 2010-04-10: 52189.8361; 2010-05-10: 50328.9797; 2010-06-10: 51418.0678; 2010-07-10: 0; 2010-08-10: 52827.6761
| Retail Environmental Levy Charge @ | 2010-01-10: 0.0197; 2010-02-10: 0.0197; 2010-03-10: 0.0197; 2010-04-10: 0.02; 2010-05-10: 0.02; 2010-06-10: 0.02; 2010-07-10: 0.02; 2010-08-10: 0.02
| Retail Environmental Levy Charge | 2010-01-10: 35154.2331; 2010-02-10: 0; 2010-03-10: 36713.2226; 2010-04-10: 33779.8292; 2010-05-10: 32575.3914; 2010-06-10: 33280.3028; 2010-07-10: 0; 2010-08-10: 34192.6706
| Service | 2010-05-10: 0; 2010-06-10: 0
Rebilled Adjustments
| Total Costs | 2010-01-10: 521664.68; 2010-03-10: 546312.4; 2010-04-10: 616258.97; 2010-05-10: 608454.79; 2010-06-10: 962235.47; 2010-07-10: 965180.58; 2010-08-10: 964860.9
| Energy Cost: c/kWh | 2010-01-10: 29.2334; 2010-02-10: #DIV/0!; 2010-03-10: 29.3147; 2010-04-10: 36.4868; 2010-05-10: 37.3567; 2010-06-10: 57.8261; 2010-07-10: #DIV/0!; 2010-08-10: 56.4367
| Calculated Bill | 2010-01-10: -127.5953; 2010-02-10: 66386; 2010-03-10: -0.21934; 2010-04-10: 0.16228; 2010-05-10: -0.18808; 2010-06-10: -0.078125; 2010-07-10: -945074.4171; 2010-08-10: -0.62844
| % Diff Eskom / Calculated | 2010-01-10: -0.02446%; 2010-02-10: #DIV/0!; 2010-03-10: -4.015e-05%; 2010-04-10: 2.633e-05%; 2010-05-10: -3.091e-05%; 2010-06-10: -8.119e-06%; 2010-07-10: -97.92%; 2010-08-10: -6.513e-05%
5245810557
Hartebeest Eight - 8# | Notified Max Demand | 2010-05-10: 4622; 2010-06-10: 4622
| Utilised Capacity | 2010-05-10: 4622; 2010-06-10: 4622
| Energy Consumption Off peak kWh | 2010-05-10: 295592.64; 2010-06-10: 272811.37
| Energy Consumption Standard kWh | 2010-05-10: 212155.87; 2010-06-10: 210826
| Energy Consumption Peak kWh | 2010-05-10: 83793.37; 2010-06-10: 82708.06
| Energy Consumption All kWh | 2010-05-10: 591541.88; 2010-06-10: 566345.43
| Off-Peak Demand Consumption | 2010-05-10: 2367.09; 2010-06-10: 1157.81
| Std Demand Consumption | 2010-05-10: 3566.77; 2010-06-10: 3473.8
| Peak Demand Consumption | 2010-05-10: 3549.73; 2010-06-10: 2469.75
| Demand Reading kW/kVA | 2010-05-10: 3566.77; 2010-06-10: 3473.8
| Reactive Energy Off Peak | 2010-05-10: 302180.19; 2010-06-10: 268754
| Reactive Energy Standard | 2010-05-10: 231805.41; 2010-06-10: 224569.97
| Reactive Energy Peak | 2010-05-10: 100966.51; 2010-06-10: 85515.89
| Excess Reactive Energy | 2010-05-10: 0; 2010-06-10: 229426.49
| Load Factor | 2010-05-10: 62; 2010-06-10: 51
| Days | 2010-05-10: 31; 2010-06-10: 30
| Admin Charge @ rate | 2010-01-10: 42.37; 2010-02-10: 42.37; 2010-03-10: 42.37; 2010-04-10: 0; 2010-05-10: 52.33; 2010-06-10: 52.33; 2010-07-10: 0; 2010-08-10: 0
| Admin Costs | 2010-01-10: 0; 2010-02-10: 0; 2010-03-10: 0; 2010-04-10: 0; 2010-05-10: 1622.23; 2010-06-10: 1569.9; 2010-07-10: 0; 2010-08-10: 0
| TX Network Access Charge @ rate | 2010-01-10: 2.71; 2010-02-10: 2.71; 2010-03-10: 2.71; 2010-04-10: 0; 2010-05-10: 3.35; 2010-06-10: 3.35; 2010-07-10: 0; 2010-08-10: 0
| TX Network Access Cost | 2010-01-10: 0; 2010-02-10: 0; 2010-03-10: 0; 2010-04-10: 0; 2010-05-10: 15483.7; 2010-06-10: 15483.7; 2010-07-10: 0; 2010-08-10: 0
| Network Access Charge @ Rate | 2010-01-10: 5.44; 2010-02-10: 5.44; 2010-03-10: 5.44; 2010-04-10: 0; 2010-05-10: 6.72; 2010-06-10: 6.72; 2010-07-10: 0; 2010-08-10: 0
| Network Access cost | 2010-01-10: 0; 2010-02-10: 0; 2010-03-10: 0; 2010-04-10: 0; 2010-05-10: 31059.84; 2010-06-10: 31059.84; 2010-07-10: 0; 2010-08-10: 0
| Network Demand Charge @ rate | 2010-01-10: 10.31; 2010-02-10: 10.31; 2010-03-10: 10.31; 2010-04-10: 0; 2010-05-10: 12.73; 2010-06-10: 12.73; 2010-07-10: 0; 2010-08-10: 0
| Network Demand cost | 2010-01-10: 0; 2010-02-10: 0; 2010-03-10: 0; 2010-04-10: 0; 2010-05-10: 45404.9821; 2010-06-10: 44221.474; 2010-07-10: 0; 2010-08-10: 0
| Number of Events | 2010-05-10: 0; 2010-06-10: 0
| NMD exceeded by | 2010-05-10: 0; 2010-06-10: 0
| Excess NAC charge @ | 2010-05-10: 0; 2010-06-10: 0; 2010-08-10: 10.07
| Excess NAC charge | 2010-08-10: 0
| Low Season Off-peak Energy Charge @ | 2010-01-10: 0.1379; 2010-02-10: 0.1379; 2010-03-10: 0.1379; 2010-04-10: #REF!; 2010-05-10: 0.1703
| Low Season Off-peak Energy cost | 2010-01-10: 0; 2010-02-10: 0; 2010-03-10: 0; 2010-04-10: #REF!; 2010-05-10: 50339.4266
| High Season Off-peak Energy Charge @ | 2010-06-10: 0.1977; 2010-07-10: 0.1977; 2010-08-10: 0.1977
| High Season Off-peak Energy cost | 2010-06-10: 53934.8078; 2010-07-10: 0; 2010-08-10: 0
| Low Season Peak Energy Charge @ | 2010-01-10: 0.3219; 2010-02-10: 0.3219; 2010-03-10: 0.3219; 2010-04-10: 0; 2010-05-10: 0.3975
| Low Season Peak Energy cost | 2010-01-10: 0; 2010-02-10: 0; 2010-03-10: 0; 2010-04-10: 0; 2010-05-10: 33307.8646
| High Season Peak Energy Charge @ | 2010-06-10: 1.4238; 2010-07-10: 1.4238; 2010-08-10: 1.4238
| High Season Peak Energy cost | 2010-06-10: 117759.7358; 2010-07-10: 0; 2010-08-10: 0
| Low Season Standard Energy Charge @ | 2010-01-10: 0.1972; 2010-02-10: 0.1972; 2010-03-10: 0.1972; 2010-04-10: 0; 2010-05-10: 0.2435
| Low Season Standard Energy cost | 2010-01-10: 0; 2010-02-10: 0; 2010-03-10: 0; 2010-04-10: 0; 2010-05-10: 51659.9543
| High Season Standard Energy Charge @ | 2010-06-10: 0.3701; 2010-07-10: 0.3701; 2010-08-10: 0.3701
| High Season Standard Energy cost | 2010-06-10: 78026.7026; 2010-07-10: 0; 2010-08-10: 0
| High season Exsess Reactive Energy | 2010-06-10: 222026
| High season Exsess Reactive Energy @ | 2010-06-10: 0.0589; 2010-07-10: 0.0589; 2010-08-10: 0.0589
| High season Exsess Reactive Cost | 2010-06-10: 13077.3314; 2010-07-10: 0; 2010-08-10: 0
| Electrification & Rural Sub @ | 2010-01-10: 0.025; 2010-02-10: 0.025; 2010-03-10: 0.025; 2010-04-10: 0; 2010-05-10: 0.0309; 2010-06-10: 0.0309; 2010-07-10: 0; 2010-08-10: 0
| Electrification & Rural cost | 2010-01-10: 0; 2010-02-10: 0; 2010-03-10: 0; 2010-04-10: 0; 2010-05-10: 18278.6441; 2010-06-10: 17500.0738; 2010-07-10: 0; 2010-08-10: 0
| Retail Environmental Levy Charge @ | 2010-01-10: 0.0197; 2010-02-10: 0.0197; 2010-03-10: 0.0197; 2010-04-10: 0; 2010-05-10: 0.02; 2010-06-10: 0.02; 2010-07-10: 0; 2010-08-10: 0
| Retail Environmental Levy Charge | 2010-01-10: 0; 2010-02-10: 0; 2010-03-10: 0; 2010-04-10: 0; 2010-05-10: 11830.8376; 2010-06-10: 11326.9086; 2010-07-10: 0; 2010-08-10: 0
| Service | 2010-05-10: 0; 2010-06-10: 0
Rebilled Adjustments
| Total Costs | 2010-05-10: 258987.44; 2010-06-10: 383960.41
| Energy Cost: c/kWh | 2010-01-10: #DIV/0!; 2010-02-10: #DIV/0!; 2010-03-10: #DIV/0!; 2010-04-10: #DIV/0!; 2010-05-10: 43.7818; 2010-06-10: 67.7962; 2010-07-10: #DIV/0!; 2010-08-10: #DIV/0!
| Calculated Bill | 2010-01-10: 0; 2010-02-10: 0; 2010-03-10: 0; 2010-04-10: #REF!; 2010-05-10: 0.039304; 2010-06-10: 0.064064; 2010-07-10: 0; 2010-08-10: 0
| % Diff Eskom / Calculated | 2010-01-10: #DIV/0!; 2010-02-10: #DIV/0!; 2010-03-10: #DIV/0!; 2010-04-10: #REF!; 2010-05-10: 1.518e-05%; 2010-06-10: 1.669e-05%; 2010-07-10: #DIV/0!; 2010-08-10: #DIV/0!
5245810580
Hartebeest Mill - 2# | Notified Max Demand | 2010-05-10: 12740; 2010-06-10: 12740
| Utilised Capacity | 2010-05-10: 14854.97; 2010-06-10: 14854.97
| Energy Consumption Off peak kWh | 2010-05-10: 1840888.08; 2010-06-10: 1597564.44
| Energy Consumption Standard kWh | 2010-05-10: 1484928.72; 2010-06-10: 1370317.68
| Energy Consumption Peak kWh | 2010-05-10: 632511.36; 2010-06-10: 444987.72
| Energy Consumption All kWh | 2010-05-10: 3958328.16; 2010-06-10: 3412869.84
| Off-Peak Demand Consumption | 2010-05-10: 11377.11; 2010-06-10: 12090.07
| Std Demand Consumption | 2010-05-10: 11371.85; 2010-06-10: 10205.37
| Peak Demand Consumption | 2010-05-10: 11271.99; 2010-06-10: 8300.44
| Demand Reading kW/kVA | 2010-05-10: 11377.11; 2010-06-10: 12090.07
| Reactive Energy Off Peak | 2010-05-10: 1106345.52; 2010-06-10: 1246614.48
| Reactive Energy Standard | 2010-05-10: 810120.96; 2010-06-10: 813664.44
| Reactive Energy Peak | 2010-05-10: 369840.96; 2010-06-10: 305010.72
| Excess Reactive Energy | 2010-05-10: 0; 2010-06-10: 593219.65
| Load Factor | 2010-05-10: 53; 2010-06-10: 46
| Days | 2010-05-10: 31; 2010-06-10: 30
| Admin Charge @ rate | 2010-01-10: 42.37; 2010-02-10: 42.37; 2010-03-10: 42.37; 2010-04-10: 0; 2010-05-10: 52.33; 2010-06-10: 52.33; 2010-07-10: 0; 2010-08-10: 0
| Admin Costs | 2010-01-10: 0; 2010-02-10: 0; 2010-03-10: 0; 2010-04-10: 0; 2010-05-10: 1622.23; 2010-06-10: 1569.9; 2010-07-10: 0; 2010-08-10: 0
| TX Network Access Charge @ rate | 2010-01-10: 2.71; 2010-02-10: 2.71; 2010-03-10: 2.71; 2010-04-10: 0; 2010-05-10: 3.35; 2010-06-10: 3.35; 2010-07-10: 0; 2010-08-10: 0
| TX Network Access Cost | 2010-01-10: 0; 2010-02-10: 0; 2010-03-10: 0; 2010-04-10: 0; 2010-05-10: 49764.1495; 2010-06-10: 49764.1495; 2010-07-10: 0; 2010-08-10: 0
| Network Access Charge @ Rate | 2010-01-10: 5.44; 2010-02-10: 5.44; 2010-03-10: 5.44; 2010-04-10: 0; 2010-05-10: 6.72; 2010-06-10: 6.72; 2010-07-10: 0; 2010-08-10: 0
| Network Access cost | 2010-01-10: 0; 2010-02-10: 0; 2010-03-10: 0; 2010-04-10: 0; 2010-05-10: 99825.3984; 2010-06-10: 99825.3984; 2010-07-10: 0; 2010-08-10: 0
| Network Demand Charge @ rate | 2010-01-10: 10.31; 2010-02-10: 10.31; 2010-03-10: 10.31; 2010-04-10: 0; 2010-05-10: 12.73; 2010-06-10: 12.73; 2010-07-10: 0; 2010-08-10: 0
| Network Demand cost | 2010-01-10: 0; 2010-02-10: 0; 2010-03-10: 0; 2010-04-10: 0; 2010-05-10: 144763.6505; 2010-06-10: 129914.3601; 2010-07-10: 0; 2010-08-10: 0
| Number of Events | 2010-05-10: 0; 2010-06-10: 0
| NMD exceeded by | 2010-05-10: 0; 2010-06-10: 0
| Excess NAC charge @ | 2010-05-10: 0; 2010-06-10: 0; 2010-08-10: 10.07
| Excess NAC charge | 2010-08-10: 0
| Low Season Off-peak Energy Charge @ | 2010-01-10: 0.1379; 2010-02-10: 0.1379; 2010-03-10: 0.1379; 2010-04-10: #REF!; 2010-05-10: 0.1703
| Low Season Off-peak Energy cost | 2010-01-10: 0; 2010-02-10: 0; 2010-03-10: 0; 2010-04-10: #REF!; 2010-05-10: 313503.24
| High Season Off-peak Energy Charge @ | 2010-06-10: 0.1977; 2010-07-10: 0.1977; 2010-08-10: 0.1977
| High Season Off-peak Energy cost | 2010-06-10: 315838.4898; 2010-07-10: 0; 2010-08-10: 0
| Low Season Peak Energy Charge @ | 2010-01-10: 0.3219; 2010-02-10: 0.3219; 2010-03-10: 0.3219; 2010-04-10: 0; 2010-05-10: 0.3975
| Low Season Peak Energy cost | 2010-01-10: 0; 2010-02-10: 0; 2010-03-10: 0; 2010-04-10: 0; 2010-05-10: 251423.2656
| High Season Peak Energy Charge @ | 2010-06-10: 1.4238; 2010-07-10: 1.4238; 2010-08-10: 1.4238
| High Season Peak Energy cost | 2010-06-10: 633573.5157; 2010-07-10: 0; 2010-08-10: 0
| Low Season Standard Energy Charge @ | 2010-01-10: 0.1972; 2010-02-10: 0.1972; 2010-03-10: 0.1972; 2010-04-10: 0; 2010-05-10: 0.2435
| Low Season Standard Energy cost | 2010-01-10: 0; 2010-02-10: 0; 2010-03-10: 0; 2010-04-10: 0; 2010-05-10: 361580.1433
| High Season Standard Energy Charge @ | 2010-06-10: 0.3701; 2010-07-10: 0.3701; 2010-08-10: 0.3701
| High Season Standard Energy cost | 2010-06-10: 507154.5734; 2010-07-10: 0; 2010-08-10: 0
| High season Exsess Reactive Energy | 2010-06-10: 574084
| High season Exsess Reactive Energy @ | 2010-06-10: 0.0589; 2010-07-10: 0.0589; 2010-08-10: 0.0589
| High season Exsess Reactive Cost | 2010-06-10: 33813.5476; 2010-07-10: 0; 2010-08-10: 0
| Electrification & Rural Sub @ | 2010-01-10: 0.025; 2010-02-10: 0.025; 2010-03-10: 0.025; 2010-04-10: 0; 2010-05-10: 0.0309; 2010-06-10: 0.0309; 2010-07-10: 0; 2010-08-10: 0
| Electrification & Rural cost | 2010-01-10: 0; 2010-02-10: 0; 2010-03-10: 0; 2010-04-10: 0; 2010-05-10: 122312.3401; 2010-06-10: 105457.6781; 2010-07-10: 0; 2010-08-10: 0
| Retail Environmental Levy Charge @ | 2010-01-10: 0.0197; 2010-02-10: 0.0197; 2010-03-10: 0.0197; 2010-04-10: 0; 2010-05-10: 0.02; 2010-06-10: 0.02; 2010-07-10: 0; 2010-08-10: 0
| Retail Environmental Levy Charge | 2010-01-10: 0; 2010-02-10: 0; 2010-03-10: 0; 2010-04-10: 0; 2010-05-10: 79166.5632; 2010-06-10: 68257.3968; 2010-07-10: 0; 2010-08-10: 0
| Service | 2010-05-10: 0; 2010-06-10: 0
Rebilled Adjustments
| Total Costs | 2010-05-10: 1423961.02; 2010-06-10: 1945169.57
| Energy Cost: c/kWh | 2010-01-10: #DIV/0!; 2010-02-10: #DIV/0!; 2010-03-10: #DIV/0!; 2010-04-10: #DIV/0!; 2010-05-10: 35.9738; 2010-06-10: 56.9951; 2010-07-10: #DIV/0!; 2010-08-10: #DIV/0!
| Calculated Bill | 2010-01-10: 0; 2010-02-10: 0; 2010-03-10: 0; 2010-04-10: #REF!; 2010-05-10: -0.039312; 2010-06-10: -0.56065; 2010-07-10: 0; 2010-08-10: 0
| % Diff Eskom / Calculated | 2010-01-10: #DIV/0!; 2010-02-10: #DIV/0!; 2010-03-10: #DIV/0!; 2010-04-10: #REF!; 2010-05-10: -2.761e-06%; 2010-06-10: -2.882e-05%; 2010-07-10: #DIV/0!; 2010-08-10: #DIV/0!
5245810807
Hartebeest Plant - LGGP | Notified Max Demand | 2010-05-10: 6000; 2010-06-10: 6000
| Utilised Capacity | 2010-05-10: 6000; 2010-06-10: 6000
| Energy Consumption Off peak kWh | 2010-05-10: 153161.54; 2010-06-10: 148875.09
| Energy Consumption Standard kWh | 2010-05-10: 138127.94; 2010-06-10: 145109.04
| Energy Consumption Peak kWh | 2010-05-10: 55042.88; 2010-06-10: 59694.39
| Energy Consumption All kWh | 2010-05-10: 346332.36; 2010-06-10: 353678.52
| Off-Peak Demand Consumption | 2010-05-10: 1173.53; 2010-06-10: 1147.09
| Std Demand Consumption | 2010-05-10: 1312.73; 2010-06-10: 1325.2
| Peak Demand Consumption | 2010-05-10: 1424.11; 2010-06-10: 1366.08
| Demand Reading kW/kVA | 2010-05-10: 1424.11; 2010-06-10: 1366.08
| Reactive Energy Off Peak | 2010-05-10: 188396.07; 2010-06-10: 150662.88
| Reactive Energy Standard | 2010-05-10: 169035.96; 2010-06-10: 147325.68
| Reactive Energy Peak | 2010-05-10: 64709.22; 2010-06-10: 55869.15
| Excess Reactive Energy | 2010-05-10: 0; 2010-06-10: 146478.92
| Load Factor | 2010-05-10: 46; 2010-06-10: 47
| Days | 2010-05-10: 31; 2010-06-10: 30
| Admin Charge @ rate | 2010-01-10: 42.37; 2010-02-10: 42.37; 2010-03-10: 42.37; 2010-04-10: 0; 2010-05-10: 52.33; 2010-06-10: 52.33; 2010-07-10: 0; 2010-08-10: 0
| Admin Costs | 2010-01-10: 0; 2010-02-10: 0; 2010-03-10: 0; 2010-04-10: 0; 2010-05-10: 1622.23; 2010-06-10: 1569.9; 2010-07-10: 0; 2010-08-10: 0
| TX Network Access Charge @ rate | 2010-01-10: 2.71; 2010-02-10: 2.71; 2010-03-10: 2.71; 2010-04-10: 0; 2010-05-10: 3.35; 2010-06-10: 3.35; 2010-07-10: 0; 2010-08-10: 0
| TX Network Access Cost | 2010-01-10: 0; 2010-02-10: 0; 2010-03-10: 0; 2010-04-10: 0; 2010-05-10: 20100; 2010-06-10: 20100; 2010-07-10: 0; 2010-08-10: 0
| Network Access Charge @ Rate | 2010-01-10: 5.44; 2010-02-10: 5.44; 2010-03-10: 5.44; 2010-04-10: 0; 2010-05-10: 6.72; 2010-06-10: 6.72; 2010-07-10: 0; 2010-08-10: 0
| Network Access cost | 2010-01-10: 0; 2010-02-10: 0; 2010-03-10: 0; 2010-04-10: 0; 2010-05-10: 40320; 2010-06-10: 40320; 2010-07-10: 0; 2010-08-10: 0
| Network Demand Charge @ rate | 2010-01-10: 10.31; 2010-02-10: 10.31; 2010-03-10: 10.31; 2010-04-10: 0; 2010-05-10: 12.73; 2010-06-10: 12.73; 2010-07-10: 0; 2010-08-10: 0
| Network Demand cost | 2010-01-10: 0; 2010-02-10: 0; 2010-03-10: 0; 2010-04-10: 0; 2010-05-10: 18128.9203; 2010-06-10: 17390.1984; 2010-07-10: 0; 2010-08-10: 0
| Number of Events | 2010-05-10: 0; 2010-06-10: 0
| NMD exceeded by | 2010-05-10: 0; 2010-06-10: 0
| Excess NAC charge @ | 2010-05-10: 0; 2010-06-10: 0; 2010-08-10: 10.07
| Excess NAC charge | 2010-08-10: 0
| Low Season Off-peak Energy Charge @ | 2010-01-10: 0.1379; 2010-02-10: 0.1379; 2010-03-10: 0.1379; 2010-04-10: #REF!; 2010-05-10: 0.1703
| Low Season Off-peak Energy cost | 2010-01-10: 0; 2010-02-10: 0; 2010-03-10: 0; 2010-04-10: #REF!; 2010-05-10: 26083.4103
| High Season Off-peak Energy Charge @ | 2010-06-10: 0.1977; 2010-08-10: 0.1977
| High Season Off-peak Energy cost | 2010-06-10: 29432.6053; 2010-07-10: 0; 2010-08-10: 0
| Low Season Peak Energy Charge @ | 2010-01-10: 0.3219; 2010-02-10: 0.3219; 2010-03-10: 0.3219; 2010-04-10: 0; 2010-05-10: 0.3975
| Low Season Peak Energy cost | 2010-01-10: 0; 2010-02-10: 0; 2010-03-10: 0; 2010-04-10: 0; 2010-05-10: 21879.5448
| High Season Peak Energy Charge @ | 2010-06-10: 1.4238; 2010-08-10: 1.4238
| High Season Peak Energy cost | 2010-06-10: 84992.8725; 2010-07-10: 0; 2010-08-10: 0
| Low Season Standard Energy Charge @ | 2010-01-10: 0.1972; 2010-02-10: 0.1972; 2010-03-10: 0.1972; 2010-04-10: 0; 2010-05-10: 0.2435
| Low Season Standard Energy cost | 2010-01-10: 0; 2010-02-10: 0; 2010-03-10: 0; 2010-04-10: 0; 2010-05-10: 33634.1534
| High Season Standard Energy Charge @ | 2010-06-10: 0.3701; 2010-08-10: 0.3701
| High Season Standard Energy cost | 2010-06-10: 53704.8557; 2010-07-10: 0; 2010-08-10: 0
| High season Exsess Reactive Energy | 2010-06-10: 141754
| High season Exsess Reactive Energy @ | 2010-06-10: 0.0589; 2010-08-10: 0.0589
| High season Exsess Reactive Cost | 2010-06-10: 8349.3106; 2010-07-10: 0; 2010-08-10: 0
| Electrification & Rural Sub @ | 2010-01-10: 0.025; 2010-02-10: 0.025; 2010-03-10: 0.025; 2010-04-10: 0; 2010-05-10: 0.0309; 2010-06-10: 0.0309; 2010-07-10: 0; 2010-08-10: 0
| Electrification & Rural cost | 2010-01-10: 0; 2010-02-10: 0; 2010-03-10: 0; 2010-04-10: 0; 2010-05-10: 10701.6699; 2010-06-10: 10928.6663; 2010-07-10: 0; 2010-08-10: 0
| Retail Environmental Levy Charge @ | 2010-01-10: 0.0197; 2010-02-10: 0.0197; 2010-03-10: 0.0197; 2010-04-10: 0; 2010-05-10: 0.02; 2010-06-10: 0.02; 2010-07-10: 0; 2010-08-10: 0
| Retail Environmental Levy Charge | 2010-01-10: 0; 2010-02-10: 0; 2010-03-10: 0; 2010-04-10: 0; 2010-05-10: 6926.6472; 2010-06-10: 7073.5704; 2010-07-10: 0; 2010-08-10: 0
| Service | 2010-05-10: 50800.63; 2010-06-10: 49161.9
Rebilled Adjustments
| Total Costs | 2010-05-10: 230197.33; 2010-06-10: 323023.32
| Energy Cost: c/kWh | 2010-01-10: #DIV/0!; 2010-02-10: #DIV/0!; 2010-03-10: #DIV/0!; 2010-04-10: #DIV/0!; 2010-05-10: 66.4672; 2010-06-10: 91.3325; 2010-07-10: #DIV/0!; 2010-08-10: #DIV/0!
| Calculated Bill | 2010-01-10: 0; 2010-02-10: 0; 2010-03-10: 0; 2010-04-10: #REF!; 2010-05-10: -0.12412; 2010-06-10: 0.55915; 2010-07-10: 0; 2010-08-10: 0
| % Diff Eskom / Calculated | 2010-01-10: #DIV/0!; 2010-02-10: #DIV/0!; 2010-03-10: #DIV/0!; 2010-04-10: #REF!; 2010-05-10: -5.392e-05%; 2010-06-10: 0.0001731%; 2010-07-10: #DIV/0!; 2010-08-10: #DIV/0!
5245810911
Zandpan - 7# | Notified Max Demand | 2010-05-10: 18000; 2010-06-10: 18000
| Utilised Capacity | 2010-05-10: 18000; 2010-06-10: 18000
| Energy Consumption Off peak kWh | 2010-05-10: 2026586.88; 2010-06-10: 2050830.36
| Energy Consumption Standard kWh | 2010-05-10: 1492779.24; 2010-06-10: 1500779.88
| Energy Consumption Peak kWh | 2010-05-10: 493704.36; 2010-06-10: 372740.4
| Energy Consumption All kWh | 2010-05-10: 4013070.48; 2010-06-10: 3924350.64
| Off-Peak Demand Consumption | 2010-05-10: 14143.85; 2010-06-10: 14390.92
| Std Demand Consumption | 2010-05-10: 11832.38; 2010-06-10: 11325.41
| Peak Demand Consumption | 2010-05-10: 10154.4; 2010-06-10: 8397.62
| Demand Reading kW/kVA | 2010-05-10: 14143.85; 2010-06-10: 14390.92
| Reactive Energy Off Peak | 2010-05-10: 2640739.32; 2010-06-10: 2066080.68
| Reactive Energy Standard | 2010-05-10: 1775582.64; 2010-06-10: 1350969.84
| Reactive Energy Peak | 2010-05-10: 598878.36; 2010-06-10: 403220.52
| Excess Reactive Energy | 2010-05-10: 0; 2010-06-10: 1246061.76
| Load Factor | 2010-05-10: 46; 2010-06-10: 48
| Days | 2010-05-10: 31; 2010-06-10: 30
| Admin Charge @ rate | 2010-01-10: 42.37; 2010-02-10: 42.37; 2010-03-10: 42.37; 2010-04-10: 0; 2010-05-10: 52.33; 2010-06-10: 52.33; 2010-07-10: 0; 2010-08-10: 0
| Admin Costs | 2010-01-10: 0; 2010-02-10: 0; 2010-03-10: 0; 2010-04-10: 0; 2010-05-10: 1622.23; 2010-06-10: 1569.9; 2010-07-10: 0; 2010-08-10: 0
| TX Network Access Charge @ rate | 2010-01-10: 2.71; 2010-02-10: 2.71; 2010-03-10: 2.71; 2010-04-10: 0; 2010-05-10: 3.35; 2010-06-10: 3.35; 2010-07-10: 0; 2010-08-10: 0
| TX Network Access Cost | 2010-01-10: 0; 2010-02-10: 0; 2010-03-10: 0; 2010-04-10: 0; 2010-05-10: 60300; 2010-06-10: 60300; 2010-07-10: 0; 2010-08-10: 0
| Network Access Charge @ Rate | 2010-01-10: 5.44; 2010-02-10: 5.44; 2010-03-10: 5.44; 2010-04-10: 0; 2010-05-10: 6.72; 2010-06-10: 6.72; 2010-07-10: 0; 2010-08-10: 0
| Network Access cost | 2010-01-10: 0; 2010-02-10: 0; 2010-03-10: 0; 2010-04-10: 0; 2010-05-10: 120960; 2010-06-10: 120960; 2010-07-10: 0; 2010-08-10: 0
| Network Demand Charge @ rate | 2010-01-10: 10.31; 2010-02-10: 10.31; 2010-03-10: 10.31; 2010-04-10: 0; 2010-05-10: 12.73; 2010-06-10: 12.73; 2010-07-10: 0; 2010-08-10: 0
| Network Demand cost | 2010-01-10: 0; 2010-02-10: 0; 2010-03-10: 0; 2010-04-10: 0; 2010-05-10: 150626.1974; 2010-06-10: 144172.4693; 2010-07-10: 0; 2010-08-10: 0
| Number of Events | 2010-05-10: 0; 2010-06-10: 0
| NMD exceeded by | 2010-05-10: 0; 2010-06-10: 0
| Excess NAC charge @ | 2010-05-10: 0; 2010-06-10: 0; 2010-08-10: 10.07
| Excess NAC charge | 2010-08-10: 0
| Low Season Off-peak Energy Charge @ | 2010-01-10: 0.1379; 2010-02-10: 0.1379; 2010-03-10: 0.1379; 2010-04-10: #REF!; 2010-05-10: 0.1703
| Low Season Off-peak Energy cost | 2010-01-10: 0; 2010-02-10: 0; 2010-03-10: 0; 2010-04-10: #REF!; 2010-05-10: 345127.7457
| High Season Off-peak Energy Charge @ | 2010-06-10: 0.1977; 2010-07-10: 0.1977; 2010-08-10: 0.1977
| High Season Off-peak Energy cost | 2010-06-10: 405449.1622; 2010-07-10: 0; 2010-08-10: 0
| Low Season Peak Energy Charge @ | 2010-01-10: 0.3219; 2010-02-10: 0.3219; 2010-03-10: 0.3219; 2010-04-10: 0; 2010-05-10: 0.3975
| Low Season Peak Energy cost | 2010-01-10: 0; 2010-02-10: 0; 2010-03-10: 0; 2010-04-10: 0; 2010-05-10: 196247.4831
| High Season Peak Energy Charge @ | 2010-06-10: 1.4238; 2010-07-10: 1.4238; 2010-08-10: 1.4238
| High Season Peak Energy cost | 2010-06-10: 530707.7815; 2010-07-10: 0; 2010-08-10: 0
| Low Season Standard Energy Charge @ | 2010-01-10: 0.1972; 2010-02-10: 0.1972; 2010-03-10: 0.1972; 2010-04-10: 0; 2010-05-10: 0.2435
| Low Season Standard Energy cost | 2010-01-10: 0; 2010-02-10: 0; 2010-03-10: 0; 2010-04-10: 0; 2010-05-10: 363491.7449
| High Season Standard Energy Charge @ | 2010-06-10: 0.3701; 2010-07-10: 0.3701; 2010-08-10: 0.3701
| High Season Standard Energy cost | 2010-06-10: 555438.6336; 2010-07-10: 0; 2010-08-10: 0
| High season Exsess Reactive Energy | 2010-06-10: 1205866
| High season Exsess Reactive Energy @ | 2010-06-10: 0.0589; 2010-07-10: 0.0589; 2010-08-10: 0.0589
| High season Exsess Reactive Cost | 2010-06-10: 71025.5074; 2010-07-10: 0; 2010-08-10: 0
| Electrification & Rural Sub @ | 2010-01-10: 0.025; 2010-02-10: 0.025; 2010-03-10: 0.025; 2010-04-10: 0; 2010-05-10: 0.0309; 2010-06-10: 0.0309; 2010-07-10: 0; 2010-08-10: 0
| Electrification & Rural cost | 2010-01-10: 0; 2010-02-10: 0; 2010-03-10: 0; 2010-04-10: 0; 2010-05-10: 124003.8778; 2010-06-10: 121262.4348; 2010-07-10: 0; 2010-08-10: 0
| Retail Environmental Levy Charge @ | 2010-01-10: 0.0197; 2010-02-10: 0.0197; 2010-03-10: 0.0197; 2010-04-10: 0; 2010-05-10: 0.02; 2010-06-10: 0.02; 2010-07-10: 0; 2010-08-10: 0
| Retail Environmental Levy Charge | 2010-01-10: 0; 2010-02-10: 0; 2010-03-10: 0; 2010-04-10: 0; 2010-05-10: 80261.4096; 2010-06-10: 78487.0128; 2010-07-10: 0; 2010-08-10: 0
| Service | 2010-05-10: 0; 2010-06-10: 0
Rebilled Adjustments
| Total Costs | 2010-05-10: 1442640.61; 2010-06-10: 2089372.46
| Energy Cost: c/kWh | 2010-01-10: #DIV/0!; 2010-02-10: #DIV/0!; 2010-03-10: #DIV/0!; 2010-04-10: #DIV/0!; 2010-05-10: 35.9485; 2010-06-10: 53.2412; 2010-07-10: #DIV/0!; 2010-08-10: #DIV/0!
| Calculated Bill | 2010-01-10: 0; 2010-02-10: 0; 2010-03-10: 0; 2010-04-10: #REF!; 2010-05-10: 0.078536; 2010-06-10: 0.44156; 2010-07-10: 0; 2010-08-10: 0
| % Diff Eskom / Calculated | 2010-01-10: #DIV/0!; 2010-02-10: #DIV/0!; 2010-03-10: #DIV/0!; 2010-04-10: #REF!; 2010-05-10: 5.444e-06%; 2010-06-10: 2.113e-05%; 2010-07-10: #DIV/0!; 2010-08-10: #DIV/0!
9588117005
Buffels Orangia - 12# | Notified Max Demand | 2010-05-10: 10000; 2010-06-10: 10000
| Utilised Capacity | 2010-05-10: 10000; 2010-06-10: 10000
| Energy Consumption Off peak kWh | 2010-05-10: 1196095.68; 2010-06-10: 1081168.2
| Energy Consumption Standard kWh | 2010-05-10: 905000.04; 2010-06-10: 898353.36
| Energy Consumption Peak kWh | 2010-05-10: 325428.12; 2010-06-10: 320826.6
| Energy Consumption All kWh | 2010-05-10: 2426523.84; 2010-06-10: 2300348.16
| Off-Peak Demand Consumption | 2010-05-10: 5426.3; 2010-06-10: 5230.96
| Std Demand Consumption | 2010-05-10: 5759.29; 2010-06-10: 5935.05
| Peak Demand Consumption | 2010-05-10: 5808.24; 2010-06-10: 4805.79
| Demand Reading kW/kVA | 2010-05-10: 5808.24; 2010-06-10: 5935.05
| Reactive Energy Off Peak | 2010-05-10: 831114.36; 2010-06-10: 757072.44
| Reactive Energy Standard | 2010-05-10: 646408.44; 2010-06-10: 642019.68
| Reactive Energy Peak | 2010-05-10: 237055.68; 2010-06-10: 224508.6
| Excess Reactive Energy | 2010-05-10: 0; 2010-06-10: 517466.76
| Load Factor | 2010-05-10: 68; 2010-06-10: 69
| Days | 2010-05-10: 31; 2010-06-10: 30
| Admin Charge @ rate | 2010-01-10: 42.37; 2010-02-10: 42.37; 2010-03-10: 42.37; 2010-04-10: 0; 2010-05-10: 52.33; 2010-06-10: 52.33; 2010-07-10: 0; 2010-08-10: 0
| Admin Costs | 2010-01-10: 0; 2010-02-10: 0; 2010-03-10: 0; 2010-04-10: 0; 2010-05-10: 1622.23; 2010-06-10: 1569.9; 2010-07-10: 0; 2010-08-10: 0
| TX Network Access Charge @ rate | 2010-01-10: 2.71; 2010-02-10: 2.71; 2010-03-10: 2.71; 2010-04-10: 0; 2010-05-10: 3.35; 2010-06-10: 3.35; 2010-07-10: 0; 2010-08-10: 0
| TX Network Access Cost | 2010-01-10: 0; 2010-02-10: 0; 2010-03-10: 0; 2010-04-10: 0; 2010-05-10: 33500; 2010-06-10: 33500; 2010-07-10: 0; 2010-08-10: 0
| Network Access Charge @ Rate | 2010-01-10: 5.44; 2010-02-10: 5.44; 2010-03-10: 5.44; 2010-04-10: 0; 2010-05-10: 6.72; 2010-06-10: 6.72; 2010-07-10: 0; 2010-08-10: 0
| Network Access cost | 2010-01-10: 0; 2010-02-10: 0; 2010-03-10: 0; 2010-04-10: 0; 2010-05-10: 67200; 2010-06-10: 67200; 2010-07-10: 0; 2010-08-10: 0
| Network Demand Charge @ rate | 2010-01-10: 10.31; 2010-02-10: 10.31; 2010-03-10: 10.31; 2010-04-10: 0; 2010-05-10: 12.73; 2010-06-10: 12.73; 2010-07-10: 0; 2010-08-10: 0
| Network Demand cost | 2010-01-10: 0; 2010-02-10: 0; 2010-03-10: 0; 2010-04-10: 0; 2010-05-10: 73938.8952; 2010-06-10: 75553.1865; 2010-07-10: 0; 2010-08-10: 0
| Number of Events | 2010-05-10: 0; 2010-06-10: 0
| NMD exceeded by | 2010-05-10: 0; 2010-06-10: 0
| Excess NAC charge @ | 2010-05-10: 0; 2010-06-10: 0; 2010-08-10: 10.07
| Excess NAC charge | 2010-08-10: 0
| Low Season Off-peak Energy Charge @ | 2010-01-10: 0.1379; 2010-02-10: 0.1379; 2010-03-10: 0.1379; 2010-04-10: #REF!; 2010-05-10: 0.1703
| Low Season Off-peak Energy cost | 2010-01-10: 0; 2010-02-10: 0; 2010-03-10: 0; 2010-04-10: #REF!; 2010-05-10: 203695.0943
| High Season Off-peak Energy Charge @ | 2010-06-10: 0.1977; 2010-07-10: 0.1977; 2010-08-10: 0.1977
| High Season Off-peak Energy cost | 2010-06-10: 213746.9531; 2010-07-10: 0; 2010-08-10: 0
| Low Season Peak Energy Charge @ | 2010-01-10: 0.3219; 2010-02-10: 0.3219; 2010-03-10: 0.3219; 2010-04-10: 0; 2010-05-10: 0.3975
| Low Season Peak Energy cost | 2010-01-10: 0; 2010-02-10: 0; 2010-03-10: 0; 2010-04-10: 0; 2010-05-10: 129357.6777
| High Season Peak Energy Charge @ | 2010-06-10: 1.4238; 2010-07-10: 1.4238; 2010-08-10: 1.4238
| High Season Peak Energy cost | 2010-06-10: 456792.9131; 2010-07-10: 0; 2010-08-10: 0
| Low Season Standard Energy Charge @ | 2010-01-10: 0.1972; 2010-02-10: 0.1972; 2010-03-10: 0.1972; 2010-04-10: 0; 2010-05-10: 0.2435
| Low Season Standard Energy cost | 2010-01-10: 0; 2010-02-10: 0; 2010-03-10: 0; 2010-04-10: 0; 2010-05-10: 220367.5097
| High Season Standard Energy Charge @ | 2010-06-10: 0.3701; 2010-07-10: 0.3701; 2010-08-10: 0.3701
| High Season Standard Energy cost | 2010-06-10: 332480.5785; 2010-07-10: 0; 2010-08-10: 0
| High season Exsess Reactive Energy | 2010-06-10: 500774
| High season Exsess Reactive Energy @ | 2010-06-10: 0.0589; 2010-07-10: 0.0589; 2010-08-10: 0.0589
| High season Exsess Reactive Cost | 2010-06-10: 29495.5886; 2010-07-10: 0; 2010-08-10: 0
| Electrification & Rural Sub @ | 2010-01-10: 0.025; 2010-02-10: 0.025; 2010-03-10: 0.025; 2010-04-10: 0; 2010-05-10: 0.0309; 2010-06-10: 0.0309; 2010-07-10: 0; 2010-08-10: 0
| Electrification & Rural cost | 2010-01-10: 0; 2010-02-10: 0; 2010-03-10: 0; 2010-04-10: 0; 2010-05-10: 74979.5867; 2010-06-10: 71080.7581; 2010-07-10: 0; 2010-08-10: 0
| Retail Environmental Levy Charge @ | 2010-01-10: 0.0197; 2010-02-10: 0.0197; 2010-03-10: 0.0197; 2010-04-10: 0; 2010-05-10: 0.02; 2010-06-10: 0.02; 2010-07-10: 0; 2010-08-10: 0
| Retail Environmental Levy Charge | 2010-01-10: 0; 2010-02-10: 0; 2010-03-10: 0; 2010-04-10: 0; 2010-05-10: 48530.4768; 2010-06-10: 46006.9632; 2010-07-10: 0; 2010-08-10: 0
| Service | 2010-05-10: 0; 2010-06-10: 0
Rebilled Adjustments
| Total Costs | 2010-05-10: 853191.48; 2010-06-10: 1327427.23
| Energy Cost: c/kWh | 2010-01-10: #DIV/0!; 2010-02-10: #DIV/0!; 2010-03-10: #DIV/0!; 2010-04-10: #DIV/0!; 2010-05-10: 35.1611; 2010-06-10: 57.7055; 2010-07-10: #DIV/0!; 2010-08-10: #DIV/0!
| Calculated Bill | 2010-01-10: 0; 2010-02-10: 0; 2010-03-10: 0; 2010-04-10: #REF!; 2010-05-10: -0.0096; 2010-06-10: -0.3888; 2010-07-10: 0; 2010-08-10: 0
| % Diff Eskom / Calculated | 2010-01-10: #DIV/0!; 2010-02-10: #DIV/0!; 2010-03-10: #DIV/0!; 2010-04-10: #REF!; 2010-05-10: -1.125e-06%; 2010-06-10: -2.929e-05%; 2010-07-10: #DIV/0!; 2010-08-10: #DIV/0!
9588117135
Buffels Mill - SGP | Notified Max Demand | 2010-05-10: 16649; 2010-06-10: 16649
| Utilised Capacity | 2010-05-10: 16827.39; 2010-06-10: 16827.39
| Energy Consumption Off peak kWh | 2010-05-10: 3246883.08; 2010-06-10: 3090597.96
| Energy Consumption Standard kWh | 2010-05-10: 2036498.4; 2010-06-10: 2088171.24
| Energy Consumption Peak kWh | 2010-05-10: 768579.6; 2010-06-10: 774685.8
| Energy Consumption All kWh | 2010-05-10: 6051961.08; 2010-06-10: 5953455
| Off-Peak Demand Consumption | 2010-05-10: 10580.09; 2010-06-10: 10507.97
| Std Demand Consumption | 2010-05-10: 10580.39; 2010-06-10: 10538.08
| Peak Demand Consumption | 2010-05-10: 10660.05; 2010-06-10: 10531.56
| Demand Reading kW/kVA | 2010-05-10: 10660.05; 2010-06-10: 10538.08
| Reactive Energy Off Peak | 2010-05-10: 676417.68; 2010-06-10: 611823.24
| Reactive Energy Standard | 2010-05-10: 440982.12; 2010-06-10: 437007.96
| Reactive Energy Peak | 2010-05-10: 174909.24; 2010-06-10: 171798.48
| Excess Reactive Energy | 2010-05-10: 0; 2010-06-10: 11192.4
| Load Factor | 2010-05-10: 77; 2010-06-10: 79
| Days | 2010-05-10: 31; 2010-06-10: 30
| Admin Charge @ rate | 2010-01-10: 42.37; 2010-02-10: 42.37; 2010-03-10: 42.37; 2010-04-10: 0; 2010-05-10: 52.33; 2010-06-10: 52.33; 2010-07-10: 0; 2010-08-10: 0
| Admin Costs | 2010-01-10: 0; 2010-02-10: 0; 2010-03-10: 0; 2010-04-10: 0; 2010-05-10: 1622.23; 2010-06-10: 1569.9; 2010-07-10: 0; 2010-08-10: 0
| TX Network Access Charge @ rate | 2010-01-10: 2.71; 2010-02-10: 2.71; 2010-03-10: 2.71; 2010-04-10: 0; 2010-05-10: 3.35; 2010-06-10: 3.35; 2010-07-10: 0; 2010-08-10: 0
| TX Network Access Cost | 2010-01-10: 0; 2010-02-10: 0; 2010-03-10: 0; 2010-04-10: 0; 2010-05-10: 56371.7565; 2010-06-10: 56371.7565; 2010-07-10: 0; 2010-08-10: 0
| Network Access Charge @ Rate | 2010-01-10: 5.44; 2010-02-10: 5.44; 2010-03-10: 5.44; 2010-04-10: 0; 2010-05-10: 6.72; 2010-06-10: 6.72; 2010-07-10: 0; 2010-08-10: 0
| Network Access cost | 2010-01-10: 0; 2010-02-10: 0; 2010-03-10: 0; 2010-04-10: 0; 2010-05-10: 113080.0608; 2010-06-10: 113080.0608; 2010-07-10: 0; 2010-08-10: 0
| Network Demand Charge @ rate | 2010-01-10: 10.31; 2010-02-10: 10.31; 2010-03-10: 10.31; 2010-04-10: #REF!; 2010-05-10: 12.73; 2010-06-10: 12.73; 2010-07-10: 0; 2010-08-10: 0
| Network Demand cost | 2010-01-10: 0; 2010-02-10: 0; 2010-03-10: 0; 2010-04-10: #REF!; 2010-05-10: 135702.4365; 2010-06-10: 134149.7584; 2010-07-10: 0; 2010-08-10: 0
| Number of Events | 2010-05-10: 0; 2010-06-10: 0
| NMD exceeded by | 2010-05-10: 0; 2010-06-10: 0
| Excess NAC charge @ | 2010-05-10: 0; 2010-06-10: 0; 2010-08-10: 10.07
| Excess NAC charge | 2010-08-10: 0
| Low Season Off-peak Energy Charge @ | 2010-01-10: 0.1379; 2010-02-10: 0.1379; 2010-03-10: 0.1379; 2010-04-10: 0; 2010-05-10: 0.1703
| Low Season Off-peak Energy cost | 2010-01-10: 0; 2010-02-10: 0; 2010-03-10: 0; 2010-04-10: 0; 2010-05-10: 552944.1885
| High Season Off-peak Energy Charge @ | 2010-06-10: 0.1977; 2010-07-10: 0.1977; 2010-08-10: 0.1977
| High Season Off-peak Energy cost | 2010-06-10: 611011.2167; 2010-07-10: 0; 2010-08-10: 0
| Low Season Peak Energy Charge @ | 2010-01-10: 0.3219; 2010-02-10: 0.3219; 2010-03-10: 0.3219; 2010-04-10: 0; 2010-05-10: 0.3975
| Low Season Peak Energy cost | 2010-01-10: 0; 2010-02-10: 0; 2010-03-10: 0; 2010-04-10: 0; 2010-05-10: 305510.391
| High Season Peak Energy Charge @ | 2010-06-10: 1.4238; 2010-07-10: 1.4238; 2010-08-10: 1.4238
| High Season Peak Energy cost | 2010-06-10: 1102997.642; 2010-07-10: 0; 2010-08-10: 0
| Low Season Standard Energy Charge @ | 2010-01-10: 0.1972; 2010-02-10: 0.1972; 2010-03-10: 0.1972; 2010-04-10: 0; 2010-05-10: 0.2435
| Low Season Standard Energy cost | 2010-01-10: 0; 2010-02-10: 0; 2010-03-10: 0; 2010-04-10: 0; 2010-05-10: 495887.3604
| High Season Standard Energy Charge @ | 2010-06-10: 0.3701; 2010-07-10: 0.3701; 2010-08-10: 0.3701
| High Season Standard Energy cost | 2010-06-10: 772832.1759; 2010-07-10: 0; 2010-08-10: 0
| High season Exsess Reactive Energy | 2010-06-10: 10831
| High season Exsess Reactive Energy @ | 2010-06-10: 0.0589; 2010-07-10: 0.0589; 2010-08-10: 0.0589
| High season Exsess Reactive Cost | 2010-06-10: 637.9459; 2010-07-10: 0; 2010-08-10: 0
| Electrification & Rural Sub @ | 2010-01-10: 0.025; 2010-02-10: 0.025; 2010-03-10: 0.025; 2010-04-10: 0; 2010-05-10: 0.0309; 2010-06-10: 0.0309; 2010-07-10: 0; 2010-08-10: 0
| Electrification & Rural cost | 2010-01-10: 0; 2010-02-10: 0; 2010-03-10: 0; 2010-04-10: 0; 2010-05-10: 187005.5974; 2010-06-10: 183961.7595; 2010-07-10: 0; 2010-08-10: 0
| Retail Environmental Levy Charge @ | 2010-01-10: 0.0197; 2010-02-10: 0.0197; 2010-03-10: 0.0197; 2010-04-10: 0; 2010-05-10: 0.02; 2010-06-10: 0.02; 2010-07-10: 0; 2010-08-10: 0
| Retail Environmental Levy Charge | 2010-01-10: 0; 2010-02-10: 0; 2010-03-10: 0; 2010-04-10: 0; 2010-05-10: 121039.2216; 2010-06-10: 119069.1; 2010-07-10: 0; 2010-08-10: 0
| Service | 2010-05-10: 0; 2010-06-10: 0
Rebilled Adjustments
| Total Costs | 2010-05-10: 1969163.4; 2010-06-10: 3095681.53
| Energy Cost: c/kWh | 2010-01-10: #DIV/0!; 2010-02-10: #DIV/0!; 2010-03-10: #DIV/0!; 2010-04-10: #DIV/0!; 2010-05-10: 32.5376; 2010-06-10: 51.9981; 2010-07-10: #DIV/0!; 2010-08-10: #DIV/0!
| Calculated Bill | 2010-01-10: 0; 2010-02-10: 0; 2010-03-10: 0; 2010-04-10: #REF!; 2010-05-10: -0.1573; 2010-06-10: -0.21424; 2010-07-10: 0; 2010-08-10: 0
| % Diff Eskom / Calculated | 2010-01-10: #DIV/0!; 2010-02-10: #DIV/0!; 2010-03-10: #DIV/0!; 2010-04-10: #REF!; 2010-05-10: -7.988e-06%; 2010-06-10: -6.921e-06%; 2010-07-10: #DIV/0!; 2010-08-10: #DIV/0!
9588117157
Buffels East - 10# | Notified Max Demand | 2010-05-10: 9825; 2010-06-10: 9825
| Utilised Capacity | 2010-05-10: 12888.59; 2010-06-10: 12888.59
| Energy Consumption Off peak kWh | 2010-05-10: 2698165.53; 2010-06-10: 2546994.38
| Energy Consumption Standard kWh | 2010-05-10: 1812532.42; 2010-06-10: 1950432.35
| Energy Consumption Peak kWh | 2010-05-10: 724478.2; 2010-06-10: 716945.56
| Energy Consumption All kWh | 2010-05-10: 5235176.15; 2010-06-10: 5214372.29
| Off-Peak Demand Consumption | 2010-05-10: 10136.14; 2010-06-10: 9956.16
| Std Demand Consumption | 2010-05-10: 9891.93; 2010-06-10: 9999.02
| Peak Demand Consumption | 2010-05-10: 9967.79; 2010-06-10: 9524.84
| Demand Reading kW/kVA | 2010-05-10: 10136.14; 2010-06-10: 9999.02
| Reactive Energy Off Peak | 2010-05-10: 216806.89; 2010-06-10: 213558.5
| Reactive Energy Standard | 2010-05-10: 150222.55; 2010-06-10: 160969.16
| Reactive Energy Peak | 2010-05-10: 58225.56; 2010-06-10: 61737.66
| Excess Reactive Energy | 2010-05-10: 0; 2010-06-10: 0
| Load Factor | 2010-05-10: 69; 2010-06-10: 72
| Days | 2010-05-10: 31; 2010-06-10: 30
| Admin Charge @ rate | 2010-01-10: 42.37; 2010-02-10: 42.37; 2010-03-10: 42.37; 2010-04-10: 0; 2010-05-10: 52.33; 2010-06-10: 52.33; 2010-07-10: 0; 2010-08-10: 0
| Admin Costs | 2010-01-10: 0; 2010-02-10: 0; 2010-03-10: 0; 2010-04-10: 0; 2010-05-10: 1622.23; 2010-06-10: 1569.9; 2010-07-10: 0; 2010-08-10: 0
| TX Network Access Charge @ rate | 2010-01-10: 2.71; 2010-02-10: 2.71; 2010-03-10: 2.71; 2010-04-10: 0; 2010-05-10: 3.35; 2010-06-10: 3.35; 2010-07-10: 0; 2010-08-10: 0
| TX Network Access Cost | 2010-01-10: 0; 2010-02-10: 0; 2010-03-10: 0; 2010-04-10: 0; 2010-05-10: 43176.7765; 2010-06-10: 43176.7765; 2010-07-10: 0; 2010-08-10: 0
| Network Access Charge @ Rate | 2010-01-10: 5.44; 2010-02-10: 5.44; 2010-03-10: 5.44; 2010-04-10: 0; 2010-05-10: 6.72; 2010-06-10: 6.72; 2010-07-10: 0; 2010-08-10: 0
| Network Access cost | 2010-01-10: 0; 2010-02-10: 0; 2010-03-10: 0; 2010-04-10: 0; 2010-05-10: 86611.3248; 2010-06-10: 86611.3248; 2010-07-10: 0; 2010-08-10: 0
| Network Demand Charge @ rate | 2010-01-10: 10.31; 2010-02-10: 10.31; 2010-03-10: 10.31; 2010-04-10: 0; 2010-05-10: 12.73; 2010-06-10: 12.73; 2010-07-10: 0; 2010-08-10: 0
| Network Demand cost | 2010-01-10: 0; 2010-02-10: 0; 2010-03-10: 0; 2010-04-10: 0; 2010-05-10: 126889.9667; 2010-06-10: 127287.5246; 2010-07-10: 0; 2010-08-10: 0
| Number of Events | 2010-05-10: 0; 2010-06-10: 11
| NMD exceeded by | 2010-05-10: 0; 2010-06-10: 174.02
| Excess NAC charge @ | 2010-05-10: 10.07; 2010-06-10: 10.07; 2010-08-10: 10.07
| Excess NAC charge | 2010-08-10: 0
| Low Season Off-peak Energy Charge @ | 2010-01-10: 0.1379; 2010-02-10: 0.1379; 2010-03-10: 0.1379; 2010-04-10: #REF!; 2010-05-10: 0.1703
| Low Season Off-peak Energy cost | 2010-01-10: 0; 2010-02-10: 0; 2010-03-10: 0; 2010-04-10: #REF!; 2010-05-10: 459497.5898
| High Season Off-peak Energy Charge @ | 2010-06-10: 0.1977; 2010-07-10: 0.1977; 2010-08-10: 0.1977
| High Season Off-peak Energy cost | 2010-06-10: 503540.7889; 2010-07-10: 0; 2010-08-10: 0
| Low Season Peak Energy Charge @ | 2010-01-10: 0.3219; 2010-02-10: 0.3219; 2010-03-10: 0.3219; 2010-04-10: 0; 2010-05-10: 0.3975
| Low Season Peak Energy cost | 2010-01-10: 0; 2010-02-10: 0; 2010-03-10: 0; 2010-04-10: 0; 2010-05-10: 287980.0845
| High Season Peak Energy Charge @ | 2010-06-10: 1.4238; 2010-07-10: 1.4238; 2010-08-10: 1.4238
| High Season Peak Energy cost | 2010-06-10: 1020787.0883; 2010-07-10: 0; 2010-08-10: 0
| Low Season Standard Energy Charge @ | 2010-01-10: 0.1972; 2010-02-10: 0.1972; 2010-03-10: 0.1972; 2010-04-10: 0; 2010-05-10: 0.2435
| Low Season Standard Energy cost | 2010-01-10: 0; 2010-02-10: 0; 2010-03-10: 0; 2010-04-10: 0; 2010-05-10: 441351.6443
| High Season Standard Energy Charge @ | 2010-06-10: 0.3701; 2010-07-10: 0.3701; 2010-08-10: 0.3701
| High Season Standard Energy cost | 2010-06-10: 721855.0127; 2010-07-10: 0; 2010-08-10: 0
| High season Exsess Reactive Energy | 2010-06-10: 0
| High season Exsess Reactive Energy @ | 2010-06-10: 0.0589; 2010-07-10: 0.0589; 2010-08-10: 0.0589
| High season Exsess Reactive Cost | 2010-06-10: 0; 2010-07-10: 0; 2010-08-10: 0
| Electrification & Rural Sub @ | 2010-01-10: 0.025; 2010-02-10: 0.025; 2010-03-10: 0.025; 2010-04-10: 0; 2010-05-10: 0.0309; 2010-06-10: 0.0309; 2010-07-10: 0; 2010-08-10: 0
| Electrification & Rural cost | 2010-01-10: 0; 2010-02-10: 0; 2010-03-10: 0; 2010-04-10: 0; 2010-05-10: 161766.943; 2010-06-10: 161124.1038; 2010-07-10: 0; 2010-08-10: 0
| Retail Environmental Levy Charge @ | 2010-01-10: 0.0197; 2010-02-10: 0.0197; 2010-03-10: 0.0197; 2010-04-10: 0; 2010-05-10: 0.02; 2010-06-10: 0.02; 2010-07-10: 0; 2010-08-10: 0
| Retail Environmental Levy Charge | 2010-01-10: 0; 2010-02-10: 0; 2010-03-10: 0; 2010-04-10: 0; 2010-05-10: 104703.523; 2010-06-10: 104287.4458; 2010-07-10: 0; 2010-08-10: 0
| Service | 2010-05-10: 0; 2010-06-10: 0
Rebilled Adjustments
| Total Costs | 2010-05-10: 1744932.5; 2010-06-10: 2789516.95
| Energy Cost: c/kWh | 2010-01-10: #DIV/0!; 2010-02-10: #DIV/0!; 2010-03-10: #DIV/0!; 2010-04-10: #DIV/0!; 2010-05-10: 33.3309; 2010-06-10: 53.4967; 2010-07-10: #DIV/0!; 2010-08-10: #DIV/0!
| Calculated Bill | 2010-01-10: 0; 2010-02-10: 0; 2010-03-10: 0; 2010-04-10: #REF!; 2010-05-10: -31332.4174; 2010-06-10: -19276.9846; 2010-07-10: 0; 2010-08-10: 0
| % Diff Eskom / Calculated | 2010-01-10: #DIV/0!; 2010-02-10: #DIV/0!; 2010-03-10: #DIV/0!; 2010-04-10: #REF!; 2010-05-10: -1.796%; 2010-06-10: -0.6911%; 2010-07-10: #DIV/0!; 2010-08-10: #DIV/0!
9588117783
Buffels Four - 11# | Notified Max Demand | 2010-05-10: 2800; 2010-06-10: 2800
| Utilised Capacity | 2010-05-10: 2800; 2010-06-10: 2800
| Energy Consumption Off peak kWh | 2010-05-10: 9225; 2010-06-10: 4240.08
| Energy Consumption Standard kWh | 2010-05-10: 22160.16; 2010-06-10: 13901.76
| Energy Consumption Peak kWh | 2010-05-10: 14218.2; 2010-06-10: 1436.04
| Energy Consumption All kWh | 2010-05-10: 45603.36; 2010-06-10: 19577.88
| Off-Peak Demand Consumption | 2010-05-10: 94.26; 2010-06-10: 393.22
| Std Demand Consumption | 2010-05-10: 1472.95; 2010-06-10: 1628.16
| Peak Demand Consumption | 2010-05-10: 1217.4; 2010-06-10: 222.18
| Demand Reading kW/kVA | 2010-05-10: 1472.95; 2010-06-10: 1628.16
| Reactive Energy Off Peak | 2010-05-10: 24006.24; 2010-06-10: 6166.44
| Reactive Energy Standard | 2010-05-10: 35669.88; 2010-06-10: 19878.84
| Reactive Energy Peak | 2010-05-10: 21708.36; 2010-06-10: 2673
| Excess Reactive Energy | 2010-05-10: 0; 2010-06-10: 18548.85
| Load Factor | 2010-05-10: 5; 2010-06-10: 2
| Days | 2010-05-10: 31; 2010-06-10: 30
| Admin Charge @ rate | 2010-01-10: 42.37; 2010-02-10: 42.37; 2010-03-10: 42.37; 2010-04-10: 0; 2010-05-10: 52.33; 2010-06-10: 52.33; 2010-07-10: 0; 2010-08-10: 0
| Admin Costs | 2010-01-10: 0; 2010-02-10: 0; 2010-03-10: 0; 2010-04-10: 0; 2010-05-10: 1622.23; 2010-06-10: 1569.9; 2010-07-10: 0; 2010-08-10: 0
| TX Network Access Charge @ rate | 2010-01-10: 2.71; 2010-02-10: 2.71; 2010-03-10: 2.71; 2010-04-10: 0; 2010-05-10: 3.35; 2010-06-10: 3.35; 2010-07-10: 0; 2010-08-10: 0
| TX Network Access Cost | 2010-01-10: 0; 2010-02-10: 0; 2010-03-10: 0; 2010-04-10: 0; 2010-05-10: 9380; 2010-06-10: 9380; 2010-07-10: 0; 2010-08-10: 0
| Network Access Charge @ Rate | 2010-01-10: 5.44; 2010-02-10: 5.44; 2010-03-10: 5.44; 2010-04-10: 0; 2010-05-10: 6.72; 2010-06-10: 6.72; 2010-07-10: 0; 2010-08-10: 0
| Network Access cost | 2010-01-10: 0; 2010-02-10: 0; 2010-03-10: 0; 2010-04-10: 0; 2010-05-10: 18816; 2010-06-10: 18816; 2010-07-10: 0; 2010-08-10: 0
| Network Demand Charge @ rate | 2010-01-10: 10.31; 2010-02-10: 10.31; 2010-03-10: 10.31; 2010-04-10: 0; 2010-05-10: 12.73; 2010-06-10: 12.73; 2010-07-10: 0; 2010-08-10: 0
| Network Demand cost | 2010-01-10: 0; 2010-02-10: 0; 2010-03-10: 0; 2010-04-10: 0; 2010-05-10: 18750.6535; 2010-06-10: 20726.4768; 2010-07-10: 0; 2010-08-10: 0
| Number of Events | 2010-05-10: 0; 2010-06-10: 0
| NMD exceeded by | 2010-05-10: 0; 2010-06-10: 0
| Excess NAC charge @ | 2010-05-10: 0; 2010-06-10: 0; 2010-08-10: 10.07
| Excess NAC charge | 2010-08-10: 0
| Low Season Off-peak Energy Charge @ | 2010-01-10: 0.1379; 2010-02-10: 0.1379; 2010-03-10: 0.1379; 2010-04-10: #REF!; 2010-05-10: 0.1703
| Low Season Off-peak Energy cost | 2010-01-10: 0; 2010-02-10: 0; 2010-03-10: 0; 2010-04-10: #REF!; 2010-05-10: 1571.0175
| High Season Off-peak Energy Charge @ | 2010-06-10: 0.1977; 2010-07-10: 0.1977; 2010-08-10: 0.1977
| High Season Off-peak Energy cost | 2010-06-10: 838.2638; 2010-07-10: 0; 2010-08-10: 0
| Low Season Peak Energy Charge @ | 2010-01-10: 0.3219; 2010-02-10: 0.3219; 2010-03-10: 0.3219; 2010-04-10: 0; 2010-05-10: 0.3975
| Low Season Peak Energy cost | 2010-01-10: 0; 2010-02-10: 0; 2010-03-10: 0; 2010-04-10: 0; 2010-05-10: 5651.7345
| High Season Peak Energy Charge @ | 2010-06-10: 1.4238; 2010-07-10: 1.4238; 2010-08-10: 1.4238
| High Season Peak Energy cost | 2010-06-10: 2044.6338; 2010-07-10: 0; 2010-08-10: 0
| Low Season Standard Energy Charge @ | 2010-01-10: 0.1972; 2010-02-10: 0.1972; 2010-03-10: 0.1972; 2010-04-10: 0; 2010-05-10: 0.2435
| Low Season Standard Energy cost | 2010-01-10: 0; 2010-02-10: 0; 2010-03-10: 0; 2010-04-10: 0; 2010-05-10: 5395.999
| High Season Standard Energy Charge @ | 2010-06-10: 0.3701; 2010-07-10: 0.3701; 2010-08-10: 0.3701
| High Season Standard Energy cost | 2010-06-10: 5145.0414; 2010-07-10: 0; 2010-08-10: 0
| High season Exsess Reactive Energy | 2010-06-10: 17951
| High season Exsess Reactive Energy @ | 2010-06-10: 0.0589; 2010-07-10: 0.0589; 2010-08-10: 0.0589
| High season Exsess Reactive Cost | 2010-06-10: 1057.3139; 2010-07-10: 0; 2010-08-10: 0
| Electrification & Rural Sub @ | 2010-01-10: 0.025; 2010-02-10: 0.025; 2010-03-10: 0.025; 2010-04-10: 0; 2010-05-10: 0.0309; 2010-06-10: 0.0309; 2010-07-10: 0; 2010-08-10: 0
| Electrification & Rural cost | 2010-01-10: 0; 2010-02-10: 0; 2010-03-10: 0; 2010-04-10: 0; 2010-05-10: 1409.1438; 2010-06-10: 604.9565; 2010-07-10: 0; 2010-08-10: 0
| Retail Environmental Levy Charge @ | 2010-01-10: 0.0197; 2010-02-10: 0.0197; 2010-03-10: 0.0197; 2010-04-10: 0; 2010-05-10: 0.02; 2010-06-10: 0.02; 2010-07-10: 0; 2010-08-10: 0
| Retail Environmental Levy Charge | 2010-01-10: 0; 2010-02-10: 0; 2010-03-10: 0; 2010-04-10: 0; 2010-05-10: 912.0672; 2010-06-10: 391.5576; 2010-07-10: 0; 2010-08-10: 0
| Service | 2010-05-10: 0; 2010-06-10: 0
Rebilled Adjustments
| Total Costs | 2010-05-10: 63508.84; 2010-06-10: 60574.29
| Energy Cost: c/kWh | 2010-01-10: #DIV/0!; 2010-02-10: #DIV/0!; 2010-03-10: #DIV/0!; 2010-04-10: #DIV/0!; 2010-05-10: 139.2635; 2010-06-10: 309.4017; 2010-07-10: #DIV/0!; 2010-08-10: #DIV/0!
| Calculated Bill | 2010-01-10: 0; 2010-02-10: 0; 2010-03-10: 0; 2010-04-10: #REF!; 2010-05-10: 0.005484; 2010-06-10: -0.14626; 2010-07-10: 0; 2010-08-10: 0
| % Diff Eskom / Calculated | 2010-01-10: #DIV/0!; 2010-02-10: #DIV/0!; 2010-03-10: #DIV/0!; 2010-04-10: #REF!; 2010-05-10: 8.635e-06%; 2010-06-10: -0.0002415%; 2010-07-10: #DIV/0!; 2010-08-10: #DIV/0!
9588117812
Buffels Pioneer - 9# | Notified Max Demand | 2010-05-10: 12671; 2010-06-10: 12671
| Utilised Capacity | 2010-05-10: 12671; 2010-06-10: 12671
| Energy Consumption Off peak kWh | 2010-05-10: 1614656.52; 2010-06-10: 1943854.2
| Energy Consumption Standard kWh | 2010-05-10: 1443097.44; 2010-06-10: 1745610.84
| Energy Consumption Peak kWh | 2010-05-10: 533104.2; 2010-06-10: 729226.08
| Energy Consumption All kWh | 2010-05-10: 3590858.16; 2010-06-10: 4418691.12
| Off-Peak Demand Consumption | 2010-05-10: 8828.28; 2010-06-10: 9134.85
| Std Demand Consumption | 2010-05-10: 9289.19; 2010-06-10: 9716.92
| Peak Demand Consumption | 2010-05-10: 9059.14; 2010-06-10: 9681.97
| Demand Reading kW/kVA | 2010-05-10: 9289.19; 2010-06-10: 9716.92
| Reactive Energy Off Peak | 2010-05-10: 997780.68; 2010-06-10: 888099.84
| Reactive Energy Standard | 2010-05-10: 760281.12; 2010-06-10: 737779.32
| Reactive Energy Peak | 2010-05-10: 309447; 2010-06-10: 285026.76
| Excess Reactive Energy | 2010-05-10: 0; 2010-06-10: 310839.25
| Load Factor | 2010-05-10: 56; 2010-06-10: 68
| Days | 2010-05-10: 31; 2010-06-10: 30
| Admin Charge @ rate | 2010-01-10: 42.37; 2010-02-10: 42.37; 2010-03-10: 42.37; 2010-04-10: 0; 2010-05-10: 52.33; 2010-06-10: 52.33; 2010-07-10: 0; 2010-08-10: 0
| Admin Costs | 2010-01-10: 0; 2010-02-10: 0; 2010-03-10: 0; 2010-04-10: 0; 2010-05-10: 1622.23; 2010-06-10: 1569.9; 2010-07-10: 0; 2010-08-10: 0
| TX Network Access Charge @ rate | 2010-01-10: 2.71; 2010-02-10: 2.71; 2010-03-10: 2.71; 2010-04-10: 2.71; 2010-05-10: 3.35; 2010-06-10: 3.35; 2010-07-10: 2.71; 2010-08-10: 2.71
| TX Network Access Cost | 2010-01-10: 0; 2010-02-10: 0; 2010-03-10: 0; 2010-04-10: 0; 2010-05-10: 42447.85; 2010-06-10: 42447.85; 2010-07-10: 0; 2010-08-10: 0
| Network Access Charge @ Rate | 2010-01-10: 5.44; 2010-02-10: 5.44; 2010-03-10: 5.44; 2010-04-10: 5.44; 2010-05-10: 6.72; 2010-06-10: 6.72; 2010-07-10: 5.44; 2010-08-10: 5.44
| Network Access cost | 2010-01-10: 0; 2010-02-10: 0; 2010-03-10: 0; 2010-04-10: 0; 2010-05-10: 85149.12; 2010-06-10: 85149.12; 2010-07-10: 0; 2010-08-10: 0
| Network Demand Charge @ rate | 2010-01-10: 10.31; 2010-02-10: 10.31; 2010-03-10: 10.31; 2010-04-10: 10.31; 2010-05-10: 12.73; 2010-06-10: 12.73; 2010-07-10: 10.31; 2010-08-10: 10.31
| Network Demand cost | 2010-01-10: 0; 2010-02-10: 0; 2010-03-10: 0; 2010-04-10: 0; 2010-05-10: 118251.3887; 2010-06-10: 123696.3916; 2010-07-10: 0; 2010-08-10: 0
| Number of Events | 2010-05-10: 0; 2010-06-10: 0
| NMD exceeded by | 2010-05-10: 0; 2010-06-10: 0
| Excess NAC charge @ | 2010-05-10: 0; 2010-06-10: 0; 2010-08-10: 10.07
| Excess NAC charge | 2010-08-10: 0
| Low Season Off-peak Energy Charge @ | 2010-01-10: 0.1379; 2010-02-10: 0.1379; 2010-03-10: 0.1379; 2010-04-10: #REF!; 2010-05-10: 0.1703
| Low Season Off-peak Energy cost | 2010-01-10: 0; 2010-02-10: 0; 2010-03-10: 0; 2010-04-10: #REF!; 2010-05-10: 274976.0054
| High Season Off-peak Energy Charge @ | 2010-06-10: 0.1977; 2010-07-10: 0.1977; 2010-08-10: 0.1977
| High Season Off-peak Energy cost | 2010-06-10: 384299.9753; 2010-07-10: 0; 2010-08-10: 0
| Low Season Peak Energy Charge @ | 2010-01-10: 0.3219; 2010-02-10: 0.3219; 2010-03-10: 0.3219; 2010-04-10: 0; 2010-05-10: 0.3975
| Low Season Peak Energy cost | 2010-01-10: 0; 2010-02-10: 0; 2010-03-10: 0; 2010-04-10: 0; 2010-05-10: 211908.9195
| High Season Peak Energy Charge @ | 2010-06-10: 1.4238; 2010-07-10: 1.4238; 2010-08-10: 1.4238
| High Season Peak Energy cost | 2010-06-10: 1038272.0927; 2010-07-10: 0; 2010-08-10: 0
| Low Season Standard Energy Charge @ | 2010-01-10: 0.1972; 2010-02-10: 0.1972; 2010-03-10: 0.1972; 2010-04-10: 0; 2010-05-10: 0.2435
| Low Season Standard Energy cost | 2010-01-10: 0; 2010-02-10: 0; 2010-03-10: 0; 2010-04-10: 0; 2010-05-10: 351394.2266
| High Season Standard Energy Charge @ | 2010-06-10: 0.3701; 2010-07-10: 0.3701; 2010-08-10: 0.3701
| High Season Standard Energy cost | 2010-06-10: 646050.5719; 2010-07-10: 0; 2010-08-10: 0
| High season Exsess Reactive Energy | 2010-06-10: 300812
| High season Exsess Reactive Energy @ | 2010-06-10: 0.0589; 2010-07-10: 0.0589; 2010-08-10: 0.0589
| High season Exsess Reactive Cost | 2010-06-10: 17717.8268; 2010-07-10: 0; 2010-08-10: 0
| Electrification & Rural Sub @ | 2010-01-10: 0.025; 2010-02-10: 0.025; 2010-03-10: 0.025; 2010-04-10: 0; 2010-05-10: 0.0309; 2010-06-10: 0.0309; 2010-07-10: 0; 2010-08-10: 0
| Electrification & Rural cost | 2010-01-10: 0; 2010-02-10: 0; 2010-03-10: 0; 2010-04-10: 0; 2010-05-10: 110957.5171; 2010-06-10: 136537.5556; 2010-07-10: 0; 2010-08-10: 0
| Retail Environmental Levy Charge @ | 2010-01-10: 0.0197; 2010-02-10: 0.0197; 2010-03-10: 0.0197; 2010-04-10: 0; 2010-05-10: 0.02; 2010-06-10: 0.02; 2010-07-10: 0; 2010-08-10: 0
| Retail Environmental Levy Charge | 2010-01-10: 0; 2010-02-10: 0; 2010-03-10: 0; 2010-04-10: 0; 2010-05-10: 71817.1632; 2010-06-10: 88373.8224; 2010-07-10: 0; 2010-08-10: 0
| Service | 2010-05-10: 0; 2010-06-10: 0
Rebilled Adjustments
| Total Costs | 2010-05-10: 1268524.44; 2010-06-10: 2564115.01
| Energy Cost: c/kWh | 2010-01-10: #DIV/0!; 2010-02-10: #DIV/0!; 2010-03-10: #DIV/0!; 2010-04-10: #DIV/0!; 2010-05-10: 35.3265; 2010-06-10: 58.0288; 2010-07-10: #DIV/0!; 2010-08-10: #DIV/0!
| Calculated Bill | 2010-01-10: 0; 2010-02-10: 0; 2010-03-10: 0; 2010-04-10: #REF!; 2010-05-10: -0.01946; 2010-06-10: 0.096336; 2010-07-10: 0; 2010-08-10: 0
| % Diff Eskom / Calculated | 2010-01-10: #DIV/0!; 2010-02-10: #DIV/0!; 2010-03-10: #DIV/0!; 2010-04-10: #REF!; 2010-05-10: -1.534e-06%; 2010-06-10: 3.757e-06%; 2010-07-10: #DIV/0!; 2010-08-10: #DIV/0!
Note on E1: Chris.T: Tariff Changed
Note on B28: DRA: Rate rebalance levy
Note on B46: DRA: Network access kVa
Note on B83: DRA: Rate rebalance levy
Note on B84: DRA: Rate rebalance levy
Note on B102: DRA: Network access kVa
Note on B139: DRA: Rate rebalance levy
Note on B140: DRA: Rate rebalance levy
Note on B158: DRA: Network access kVa
Note on B195: DRA: Rate rebalance levy
Note on B196: DRA: Rate rebalance levy
Note on B214: DRA: Network access kVa
Note on B251: DRA: Rate rebalance levy
Note on B252: DRA: Rate rebalance levy
Note on B270: DRA: Network access kVa
Note on B307: DRA: Rate rebalance levy
Note on B308: DRA: Rate rebalance levy
Note on B326: DRA: Network access kVa
Note on B363: DRA: Rate rebalance levy
Note on B364: DRA: Rate rebalance levy
Note on B382: DRA: Network access kVa
Note on B419: DRA: Rate rebalance levy
Note on B420: DRA: Rate rebalance levy
Note on B438: DRA: Network access kVa
Note on B475: DRA: Rate rebalance levy
Note on B476: DRA: Rate rebalance levy
Note on B494: DRA: Network access kVa
Note on B531: DRA: Rate rebalance levy
Note on B532: DRA: Rate rebalance levy
Note on B550: DRA: Network access kVa
Note on B587: DRA: Rate rebalance levy
Note on B588: DRA: Rate rebalance levy
Note on B606: DRA: Network access kVa
Note on B643: DRA: Rate rebalance levy
Note on B644: DRA: Rate rebalance levy
Note on B662: DRA: Network access kVa
Note on B699: DRA: Rate rebalance levy
Note on B700: DRA: Rate rebalance levy
Note on B718: DRA: Network access kVa
Note on B755: DRA: Rate rebalance levy
Note on B756: DRA: Rate rebalance levy

## Vent-3#
Statistics is Based On ESKOM Invoice
Month End |  | 2010-01-07 | 2010-02-07 | 2010-03-07 | 2010-04-07 | 2010-05-07 | 2010-06-07 | 2010-07-07 | 2010-08-07 | 2010-09-07 | 2010-10-07 | 2010-11-07 | 2010-12-07
|  | 4500 | 4500 | 4500 | 4500 | 4500 | 4500 | 0 | 4500 | x | 0 | 0 | 0
|  | 4500 | 4500 | 4500 | 4500 | 4500 | 4500 | 0 | 4500 | x | 0 | 0 | 0
Energy | Off-Peak kWh | 606303 | 0 | 634206.24 | 684285.12 | 671710.32 | 644949 | 0 | 694042.2 | x | 0 | 0 | 0
| Standard kWh | 408277.44 | 0 | 500858.28 | 438594.84 | 485074.44 | 509554.44 | 0 | 515092.32 | x | 0 | 0 | 0
| Peak kWh | 162726.12 | 0 | 202717.08 | 172180.08 | 194027.76 | 206562.24 | 0 | 205524.36 | x | 0 | 0 | 0
| Total | 1177306.56 | 0 | 1337781.6 | 1295060.04 | 1350812.52 | 1361065.68 | 0 | 1414658.88 | x | 0 | 0 | 0
Demand | Off-Peak | 2281.11 | 0 | 2326.23 | 2326.52 | 2375.29 | 2465.77 | 0 | 1998.72 | x | 0 | 0 | 0
| Standard | 2336.35 | 0 | 2379.92 | 2359.12 | 2436.35 | 2540.73 | 0 | 2106 | x | 0 | 0 | 0
| Peak | 2331.84 | 0 | 2366.32 | 2363.68 | 2458.16 | 2516.36 | 0 | 2121.84 | x | 0 | 0 | 0
| Demand | 2336.35 | 0 | 2379.92 | 2363.68 | 2458.16 | 2540.73 | 0 | 2121.84 | x | 0 | 0 | 0
Reactve Energy | Off-Peak | 518400 | 0 | 471230.64 | 508679.28 | 496742.04 | 450893.16 | 0 | 372.96 | x | 0 | 0 | 0
| Standard | 346643.64 | 0 | 360118.36 | 323278.56 | 356499 | 338337.72 | 0 | 127.44 | x | 0 | 0 | 0
| Peak | 137977.56 | 0 | 148504.32 | 126531 | 141127.2 | 135434.16 | 0 | 148.68 | x | 0 | 0 | 0
| Excess | 0 | 0 | 0 | 0 | 0 | 280733.78 | 0 | 0 | x | 0 | 0 | 0
Reactive Energy Total |  | 1003021.2 | 0 | 979853.32 | 958488.84 | 994368.24 | 924665.04 | 0 | 649.08 | 0 | 0 | 0 | 0
Appareny Energy | VAh | 1546642.2546 | 0 | 1658243.6908 | 1611173.9086 | 1677337.9686 | 1645449.8538 | 0 | 1414659.0289 | #VALUE! | 0 | 0 | 0
Average PF |  | 0.7612 | #DIV/0! | 0.80675 | 0.8038 | 0.80533 | 0.82717 | #DIV/0! | 1 | #VALUE! | #DIV/0! | #DIV/0! | #DIV/0!
Energy Cost | Off-Peak | 83609.1837 | 0 | 125109.0193 | 148659.3693 | 133667.2677 | 158649.3549 | 0 | 169121.8067 | 0 | 0 | 0 | 0
| Standard | 0.3219 | 0 | 134633.9715 | 142046.1243 | 147113.2278 | 236167.0536 | 0 | 232896.602 | 0 | 0 | 0 | 0
| Peak | 77801.3469 | 0 | 88085.6141 | 92503.5765 | 95286.9232 | 318109.7101 | 0 | 320222.1025 | 0 | 0 | 0 | 0
| Excess VArs | 0 | 0 | 0 | 0 | 0 | 23848.7867 | 20106.1629 | 15865.3629 | 0 | 0 | 0 | 0
Total Energy Cost |  | 161410.8525 | 0 | 615750.0738 | 659368.6938 | 664478.2794 | 1045723.1342 | 20106.1629 | 1050958.6602 | 0 | 0 | 0 | 0
Total Demand Cost |  | 215705.465 | 58550.4443 | 212914.0325 | 272331.7845 | 267991.2364 | 266513.538 | 0 | 258966.8054 | 0 | 0 | 0 | 0
Other Costs |  | 1313.47 | 0 | 1313.47 | 1569.9 | 1622.23 | 1569.9 | 0 | 1622.23 | 0 | 0 | 0 | 0
Invoice | ESKOM Total | 521664.68 | 0 | 546312.4 | 616258.97 | 608454.79 | 962235.47 | 965180.58 | 964860.9 | 0 | 0 | 0 | 0
Energy Cost | c/kWh | 44.31 | #DIV/0! | 40.8372 | 47.5854 | 45.0436 | 70.6972 | #DIV/0! | 68.2045 | #VALUE! | #DIV/0! | #DIV/0! | #DIV/0!
% Increase |  | 228.2% | #DIV/0! | 202.5% | 252.5% | 233.7% | 423.7% | #DIV/0! | 405.2% | #VALUE! | #DIV/0! | #DIV/0! | #DIV/0!
%Annual increase | % | #REF! | #REF! | #REF! | #REF! | #REF! | #REF! | #REF! | #REF! | #REF! | #REF! | #REF! | #REF!
Rates | Peak c/kWh | 0.3219 | 0.3219 | 0.3219 | 0.3975 | 0.3975 | 1.4238 | 0 | 1.4238 | 0 | 0 | 0 | 0
2010-01-01
40179

## Load Shifting Savings
Month End |  | 2010-02-07 | 2010-03-07 | 2010-04-07 | 2010-05-07 | 2010-06-07
Five# |  | 8000 | 8000 | 8000 | 8000 | 8000
|  | 8000 | 8000 | 8000 | 8000 | 8000
Demand | Off-Peak | 0 | 5195.45 | 5160.52 | 4936.64 | 4992.53
| Standard | 0 | 4720.32 | 5102.16 | 4747.89 | 4605.83
| Peak | 0 | 4685.98 | 4940.81 | 5286.77 | 3567.49
| Demand | 0 | 5195.45 | 5160.52 | 5286.77 | 4992.53
Energy | Off-Peak kWh | 0 | 907244.52 | 872926.42 | 784892.94 | 802475.24
| Standard kWh | 0 | 682728.05 | 583351.64 | 604161.1 | 638116.87
| Peak kWh | 0 | 273642.79 | 232713.4 | 239715.53 | 223423.03
| Energy Total | 0 | 1863615.36 | 1688991.46 | 1628769.57 | 1664015.14
Reactve Energy | Off-Peak | 0 | 830177.6 | 783090.48 | 666905.91 | 699629.94
| Standard | 0 | 546749.69 | 469656.68 | 497393.48 | 501201.36
| Peak | 0 | 226035.45 | 181540.37 | 204008.35 | 162163.86
| Excess | 0 | 0 | 0 | 0 | 418400.02
| Reactive Energy Total | 0 | 1602962.74 | 1434287.53 | 1368307.74 | 1362995.16
Energy Charge & Rate | Low Season Off-peak Energy Charge @ | 0.1379 | 0.1379 | 0.1703 | 0.1703 | 1.1703
| Low Season Off-peak Energy cost | 0 | 125109.0193 | 148659.3693 | 133667.2677 | 939136.7734
High Season Off-peak Energy Charge @
High Season Off-peak Energy cost
| Low Season Peak Energy Charge @ | 0.3219 | 0.3219 | 0.3975 | 0.3975 | 1.3975
| Low Season Peak Energy cost | 0 | 88085.6141 | 92503.5765 | 95286.9232 | 312233.6844
High Season Peak Energy Charge @
High Season Peak Energy cost
| Low Season Standard Energy Charge @ | 0.1972 | 0.1972 | 0.2435 | 0.2435 | 1.2435
| Low Season Standard Energy cost | 0 | 134633.9715 | 142046.1243 | 147113.2278 | 793498.3278
High Season Standard Energy Charge @
High Season Standard Energy cost
High season reactive @
High season reactive
Cost savings | Off-Peak kWh Normalised Feb-Mar | 907244.52 |  | 822234.1795 | 792916.9819 | 0
| Standard kWh Normalised Feb-Mar | 682728.05 |  | 618755.2811 | 596693.232 | 0
| Peak kWh Normalised Feb-Mar | 273642.79 |  | 248001.9994 | 239159.356 | 0
| Energy Total Normalised Feb-Mar | 1863615.36 |  | 1688991.46 | 1628769.57 | 0
| Off-Peak kWh Normalised Diffs |  |  | 50692.2405 | -8024.0419 | 802475.24
| Standard kWh Normalised Diffs |  |  | -35403.6411 | 7467.868 | 638116.87
| Peak kWh Normalised Diffs |  |  | -15288.5994 | 556.174 | 223423.03
| Energy Total |  |  | 0 | 0 | 1664015.14
| Off-Peak kWh % Change |  |  | 0.058072 | -0.010223 | 1
| Standard kWh % Change |  |  | -0.06069 | 0.012361 | 1
| Peak kWh % Change |  |  | -0.065697 | 0.0023201 | 1
| Energy Total |  |  | 0 | 0 | 1
| Off-Peak kWh Cost Change |  |  | 8632.8886 | -1366.4943 | 939136.7734
| Standard kWh Cost Change |  |  | -8620.7866 | 1818.4258 | 793498.3278
| Peak kWh Cost Change |  |  | -6077.2183 | 221.0791 | 312233.6844
| Energy Total Cost Change |  |  | -6065.1163 | 673.0107 | 2044868.7856
Month End |  | 2010-02-07 | 2010-03-07 | 2010-04-07 | 2010-05-07 | 2010-06-07
7# |  | 19688 | 19688 | 19688 | 19688 | 19688
|  | 21605.33 | 21605.33 | 21605.33 | 21605.33 | 21605.33
Demand | Off-Peak | 0 | 16742.28 | 17697.83 | 17190.96 | 18160.11
| Standard | 0 | 14972.22 | 15408.83 | 15366.33 | 15250.25
| Peak | 0 | 14406.28 | 15707.3 | 14790.16 | 11256.59
| Demand | 0 | 16742.28 | 17697.83 | 17190.96 | 18160.11
Energy | Off-Peak kWh | 0 | 2899033.8 | 2705055.36 | 2671415.52 | 2842748.04
| Standard kWh | 0 | 2220330 | 1939698.84 | 2129962.2 | 2360115.84
| Peak kWh | 0 | 874405.08 | 780778.68 | 864847.44 | 866845.92
| Energy Total | 0 | 5993768.88 | 5425532.88 | 5666225.16 | 6069709.8
Reactve Energy | Off-Peak | 0 | 2190642.28 | 2457720.24 | 1802943.48 | 2088202.68
| Standard | 0 | 1501128.24 | 1587404.16 | 1351951.8 | 1499770.56
| Peak | 0 | 607848 | 647824.32 | 548337.12 | 471552.36
| Excess | 0 | 0 | 0 | 0 | 1036675.53
| Reactive Energy Total | 0 | 4299618.52 | 4692948.72 | 3703232.4 | 4059525.6
Energy Charge & Rate | Low Season Off-peak Energy Charge @ | 0.1379 | 0.1379 | 0.1703 | 0.1703 | 1.1703
| Low Season Off-peak Energy cost | 0 | 399776.761 | 460670.9278 | 454942.0631 | 3326868.0312
High Season Off-peak Energy Charge @
High Season Off-peak Energy cost
| Low Season Peak Energy Charge @ | 0.3219 | 0.3219 | 0.3975 | 0.3975 | 1.3975
| Low Season Peak Energy cost | 0 | 281470.9953 | 310359.5253 | 343776.8574 | 1211417.1732
High Season Peak Energy Charge @
High Season Peak Energy cost
| Low Season Standard Energy Charge @ | 0.1972 | 0.1972 | 0.2435 | 0.2435 | 1.2435
| Low Season Standard Energy cost | 0 | 437849.076 | 472316.6675 | 518645.7957 | 2934804.047
High Season Standard Energy Charge @
High Season Standard Energy cost
High season reactive @
High season reactive
Cost savings | Off-Peak kWh Normalised Feb-Mar | 1449516.9 |  | 2624192.4767 | 2740609.2204 | 0
| Standard kWh Normalised Feb-Mar | 1110165 |  | 2009832.8215 | 2098994.7997 | 0
| Peak kWh Normalised Feb-Mar | 437202.54 |  | 791507.5818 | 826621.14 | 0
| Energy Total Normalised Feb-Mar | 2996884.44 |  | 5425532.88 | 5666225.16 | 0
| Off-Peak kWh Normalised Diffs |  |  | 80862.8833 | -69193.7004 | 2842748.04
| Standard kWh Normalised Diffs |  |  | -70133.9815 | 30967.4003 | 2360115.84
| Peak kWh Normalised Diffs |  |  | -10728.9018 | 38226.3 | 866845.92
| Energy Total |  |  | 0 | 0 | 6069709.8
| Off-Peak kWh % Change |  |  | 0.029893 | -0.025902 | 1
| Standard kWh % Change |  |  | -0.036157 | 0.014539 | 1
| Peak kWh % Change |  |  | -0.013741 | 0.0442 | 1
| Energy Total |  |  | 0 | 0 | 1
| Off-Peak kWh Cost Change |  |  | 13770.949 | -11783.6872 | 3326868.0312
| Standard kWh Cost Change |  |  | -17077.6245 | 7540.562 | 2934804.047
| Peak kWh Cost Change |  |  | -4264.7385 | 15194.9543 | 1211417.1732
| Energy Total Cost Change |  |  | -7571.4139 | 10951.8291 | 7473089.2515
| Total Cost Change: Ezulwini |  |  | -13636.5302 | 11624.8397 | 9517958.0371

## PFC Savings2
|  | 2010-01-10 | 2010-02-10 | 2010-03-10 | 2010-04-10 | 2010-05-10 | 2010-06-10 | 2010-07-10 | 2010-08-10
Vent Shaft - 3# | Notified Max Demand | 4500 | 4500 | 4500 | 4500 | 4500 | 4500 | 0
| Utilised Capacity | 4500 | 4500 | 4500 | 4500 | 4500 | 4500 | 0
| Energy Consumption Off peak kWh | 606303 | 0 | 634206.24 | 684285.12 | 671710.32 | 644949 | 0
| Energy Consumption Standard kWh | 408277.44 | 0 | 500858.28 | 438594.84 | 485074.44 | 509554.44 | 0
| Energy Consumption Peak kWh | 162726.12 | 0 | 202717.08 | 172180.08 | 194027.76 | 206562.24 | 0
| Energy Consumption All kWh | 1177306.56 | 0 | 1337781.6 | 1295060.04 | 1350812.52 | 1361065.68 | 0
| Off-Peak Demand Consumption | 2281.11 | 0 | 2326.23 | 2326.52 | 2375.29 | 2465.77 | 0
| Std Demand Consumption | 2336.35 | 0 | 2379.92 | 2359.12 | 2436.35 | 2540.73 | 0
| Peak Demand Consumption | 2331.84 | 0 | 2366.32 | 2363.68 | 2458.16 | 2516.36 | 0
| Demand Reading kW/kVA | 2336.35 | 0 | 2379.92 | 2363.68 | 2458.16 | 2540.73 | 0
| Reactive Energy Off Peak | 518400 | 0 | 471230.64 | 508679.28 | 496742.04 | 450893.16 | 0
| Reactive Energy Standard | 346643.64 | 0 | 360118.36 | 323278.56 | 356499 | 338337.72 | 0
| Reactive Energy Peak | 137977.56 | 0 | 148504.32 | 126531 | 141127.2 | 135434.16 | 0
| Excess Reactive Energy | 0 | 0 | 0 | 0 | 0 | 280733.78 | 0
| Standard excess kVArh | 341561.625 | 0 | 286253.82 | 309096.12 | 300826.53 | 262783.035 | 0
| Peak excess kVArh | 227562.72 | 0 | 214034.695 | 195355.065 | 215018.955 | 189717.675 | 0
| Excess VArh Total - Calculated | 569124.345 | 0 | 500288.515 | 504451.185 | 515845.485 | 452500.71 | 0
| Excess VArh Total (Eskom or Calc) | 569124.345 | 0 | 500288.515 | 504451.185 | 515845.485 | 280733.78 | 0
| Load Factor |  |  | 92 | 93 | 90 | 89 | 89
| Days |  |  | 31 | 30 | 31 | 31 | 31
| Admin Charge @ rate | 52.33 | 52.33 | 52.33 | 52.33 | 52.33 | 52.33 | 52.33 | 6.72 | 6.72
| Admin Costs | 1313.47 | 1186 | 1622.23 | 1569.9 | 1622.23 | 1622.23 | 1622.23 | 0 | 0
| TX Network Access Charge @ rate | 3.35 | 3.35 | 3.35 | 3.35 | 3.35 | 3.35 | 3.35 | 12.73 | 12.73
| TX Network Access Cost | 67750 | 15075 | 15075 | 15075 | 15075 | 15075 | 0 | 0 | 0
| Network Access Charge @ Rate | 6.72 | 6.72 | 6.72 | 6.72 | 6.72 | 6.72 | 6.72 | 0 | 0
| Network Access cost | 136000 | 30240 | 30240 | 30240 | 30240 | 30240 | 0 | 0 | 0
| Network Demand Charge @ rate | 12.73 | 12.73 | 12.73 | 12.73 | 12.73 | 12.73 | 12.73 | 0.1977 | 0
| Network Demand cost | 29741.7355 | 0 | 30296.3816 | 30089.6464 | 31292.3768 | 32343.4929 | 0 | 0 | 0
| Low Season Off-peak Energy Charge @ | [8 empty] | 0
| Low Season Off-peak Energy cost | 0 | 0 | 0 | 0 | 0 |  |  |  | 0
| High Season Off-peak Energy Charge @ | 0.1977 | 0.1977 | 0.1977 | 0.1977 | 0.1977 | 0.1977 | 0.1977 | 0.1977
| High Season Off-peak Energy cost | 119866.1031 | 0 | 125382.5736 | 135283.1682 | 132797.1303 | 127506.4173 | 0 | 0
| Low Season Peak Energy Charge @ | [8 empty] | 0
| Low Season Peak Energy cost | 0 | 0 | 0 | 0 | 0 |  |  |  | 0
| High Season Peak Energy Charge @ | 1.4238 | 1.4238 | 1.4238 | 1.4238 | 1.4238 | 1.4238 | 1.4238 | 1.4238
| High Season Peak Energy cost | 231689.4497 | 0 | 288628.5785 | 245149.9979 | 276256.7247 | 294103.3173 | 0 | 0
| Low Season Standard Energy Charge @ | [8 empty] | 0
| Low Season Standard Energy cost | 0 | 0 | 0 | 0 | 0 |  |  |  | 0
| High Season Standard Energy Charge @ | 0.3701 | 0.3701 | 0.3701 | 0.3701 | 0.3701 | 0.3701 | 0.3701 | 0.3701
| High Season Standard Energy cost | 151103.4805 | 0 | 185367.6494 | 162323.9503 | 179526.0502 | 188586.0982 | 0 | 0
| High season Exsess Reactive Energy | 569124.345 | 0 | 500288.515 | 504451.185 | 515845.485 | 280733.78 | 0
| High season Exsess Reactive Energy @ | 0.0589 | 0.0589 | 0.0589 | 0.0589 | 0.0589 | 0.0589 | 0.0589 | 0.0589
| High season Exsess Reactive Cost | 33521.4239 | 0 | 29466.9935 | 29712.1748 | 30383.2991 | 16535.2196 | 0 | 0
Voltage Surcharge | bar: 2010-01-10 to 2010-07-10
Transmission Surcharge | bar: 2010-01-10 to 2010-07-10
| Electrification & Rural Sub @ | 0.025 | 0.025 | 0.025 | 0.0309 | 0.0309 | 0.0309 | 0.0309 | 0.0309 | 0
| Electrification & Rural cost | 155974.23 | 0 | 33444.54 | 40017.3552 | 41740.1069 | 42056.9295 | 0 | 0 | 0
| Retail Environmental Levy Charge @ | 0.0197 | 0.0197 | 0.0197 | 0.02 | 0.02 | 0.02 | 0.02 | 0.02 | 0.02
| Retail Environmental Levy Charge | 122907.69 | 0 | 26354.2975 | 25901.2008 | 27016.2504 | 27221.3136 | 0 | 0 | 0
Service | bar: 2010-01-10 to 2010-07-10
Rebilled Adjustments | bar: 2010-01-10 to 2010-07-10
| Total Costs |  |  | 373805.22 | 434666.27 | 456619.85 | 774703.95 | 796754.94
| Energy Cost: c/kWh | 0 | #DIV/0! | 27.9422 | 33.5634 | 33.8033 | 56.9189 | #DIV/0! | #DIV/0! | #DIV/0!
| Calculated Bill | 1049867.5827 | 46501 | 765878.2442 | 715362.3936 | 765949.1683 | 775290.0185 | 1622.23 | 0 | 0
| % Diff Eskom / Calculated | -100% | -100% | -51.19% | -39.24% | -40.39% | -0.07559% | 49015% | #DIV/0! | #DIV/0!
| Energy Cost: c/kWh | 89.1754 | #DIV/0! | 57.2499 | 55.2378 | 56.7028 | 56.962 | #DIV/0! | #DIV/0! | #DIV/0!
3# | Demand Costs c/KVA | 233491.7355 | 45315 | 75611.3816 | 75404.6464 | 76607.3768 | 77658.4929 | 0
| Active Energy Cost c/kWh | 781540.9533 | 0 | 659177.6391 | 608675.6724 | 657336.2625 | 679474.076 | 0
| Reactive Energy Cost | 33521.4239 | 0 | 29466.9935 | 29712.1748 | 30383.2991 | 16535.2196 | 0
| Normalised Demand ref.All kWh Jan 2010 | 233491.7355 | #DIV/0! | 66541.3365 | 68548.4704 | 66767.4943 | 67173.7261 | #DIV/0!
| Normalised Actice Energy Costs | 781540.9533 | #DIV/0! | 580105.2718 | 553331.7684 | 572904.2946 | 587737.461 | #DIV/0!
| Normalised Reactive Energy Costs | 33521.4239 | #DIV/0! | 25932.2484 | 27010.592 | 26480.6972 | 14302.7797 | #DIV/0!
|  | 2010-01-10 | 2010-02-10 | 2010-03-10 | 2010-04-10 | 2010-05-10 | 2010-06-10 | 2010-07-10
| % Demand cost ref Jan 2010 | 100% | 28.5% | 28.5% | 29.36% | 28.6% | 28.77% | #DIV/0!
| % Active Energy Costs ref Jan 2010 | 100% | 74.23% | 74.23% | 70.8% | 73.3% | 75.2% | #DIV/0!
| % Reactive Energy Costs ref Jan 2010 | 100% | 77.36% | 77.36% | 80.58% | 79% | 42.67% | #DIV/0!
Hartbeest Five - 5# | Notified Max Demand | 8000 | 8000 | 8000 | 8000 | 8000 | 8000 | 0
| Utilised Capacity | 8000 | 8000 | 8000 | 8000 | 8000 | 8000 | 0
| Energy Consumption Off peak kWh | 919087.77 | 0 | 907244.52 | 872926.42 | 784892.94 | 802475.24 | 0
| Energy Consumption Standard kWh | 623696.92 | 0 | 682728.05 | 583351.64 | 604161.1 | 638116.87 | 0
| Energy Consumption Peak kWh | 241694.15 | 0 | 273642.79 | 232713.4 | 239715.53 | 223423.03 | 0
| Energy Consumption All kWh | 1784478.84 | 0 | 1863615.36 | 1688991.46 | 1628769.57 | 1664015.14 | 0
| Off-Peak Demand Consumption | 5290.63 | 0 | 5195.45 | 5160.52 | 4936.64 | 4992.53 | 0
| Std Demand Consumption | 4640.96 | 0 | 4720.32 | 5102.16 | 4747.89 | 4605.83 | 0
| Peak Demand Consumption | 4524.07 | 0 | 4685.98 | 4940.81 | 5286.77 | 3567.49 | 0
| Demand Reading kW/kVA | 5290.63 | 0 | 5195.45 | 5160.52 | 5286.77 | 4992.53 | 0
| Reactive Energy Off Peak | 903999.44 | 0 | 830177.6 | 783090.48 | 666905.91 | 699629.94 | 0
| Reactive Energy Standard | 548311.2 | 0 | 546749.69 | 469656.68 | 497393.48 | 501201.36 | 0
| Reactive Energy Peak | 214214.34 | 0 | 226035.45 | 181540.37 | 204008.35 | 162163.86 | 0
| Excess Reactive Energy | 0 | 0 | 0 | 0 | 0 | 418400.02 | 0
| Standard excess kVArh | 635932.1737 | 0 | 565564.615 | 528486.9408 | 437978.8025 | 465574.6617 | 0
| Peak excess kVArh | 366399.5983 | 0 | 347620.6754 | 299512.4517 | 321179.8258 | 315083.9396 | 0
| Excess VArh Total - Calculated | 1002331.7721 | 0 | 913185.2904 | 827999.3925 | 759158.6283 | 780658.6012 | 0
| Excess VArh Total (Eskom or Calc) | 1002331.7721 | 0 | 913185.2904 | 827999.3925 | 759158.6283 | 418400.02 | 0
| Load Factor |  |  | 68 | 65 | 66 | 65 | 65
| Days |  |  | 31 | 30 | 31 | 30 | 31
| Admin Charge @ rate |  |  | 42.37 | 52.33 | 52.33 | 52.33 | 52.33 | 52.33 | 52.33
| Admin Costs | 1313.47 | 1186 | 1313.47 | 1569.9 | 1622.23 | 1569.9 | 1622.23 | 0 | 0
| TX Network Access Charge @ rate | 2.71 | 2.71 | 2.71 | 3.35 | 3.35 | 3.35 | 3.35 | 3.35 | 3.35
| TX Network Access Cost | 98756.14 | 98756.14 | 21680 | 26800 | 26800 | 26800 | 0 | 0 | 0
| Network Access Charge @ Rate | 5.44 | 5.44 | 5.44 | 6.72 | 6.72 | 6.72 | 6.72 | 6.72 | 6.72
| Network Access cost | 198241.11 | 43520 | 43520 | 53760 | 53760 | 53760 | 0 | 0 | 0
| Network Demand Charge @ rate | 10.31 | 10.31 | 10.31 | 12.73 | 12.73 | 12.73 | 12.73 | 12.73 | 12.73
| Network Demand cost | 47848.2976 | 0 | 48666.4992 | 64950.4968 | 67300.5821 | 58632.2159 | 0 | 0 | 0
| Low Season Off-peak Energy Charge @ | [8 empty] | 0
| Low Season Off-peak Energy cost | 0 | 0 | 0 | 0 | 0 |  |  |  | 0
| High Season Off-peak Energy Charge @ | 0.1977 | 0.1977 | 0.1977 | 0.1977 | 0.1977 | 0.1977 | 0.1977 | 0.1977
| High Season Off-peak Energy cost | 181703.6521 | 0 | 179362.2416 | 172577.5532 | 155173.3342 | 158649.3549 | 0 | 0
| Low Season Peak Energy Charge @ | [8 empty] | 0
| Low Season Peak Energy cost | 0 | 0 | 0 | 0 | 0 |  |  |  | 0
| High Season Peak Energy Charge @ | 1.4238 | 1.4238 | 1.4238 | 1.4238 | 1.4238 | 1.4238 | 1.4238 | 1.4238
| High Season Peak Energy cost | 344124.1308 | 0 | 389612.6044 | 331337.3389 | 341306.9716 | 318109.7101 | 0 | 0
| Low Season Standard Energy Charge @ | [8 empty] | 0
| Low Season Standard Energy cost | 0 | 0 | 0 | 0 | 0 |  |  |  | 0
| High Season Standard Energy Charge @ | 0.3701 | 0.3701 | 0.3701 | 0.3701 | 0.3701 | 0.3701 | 0.3701 | 0.3701
| High Season Standard Energy cost | 230830.2301 | 0 | 252677.6513 | 215898.442 | 223600.0231 | 236167.0536 | 0 | 0
| High season Exsess Reactive Energy | 1002331.7721 | 0 | 913185.2904 | 827999.3925 | 759158.6283 | 418400.02 | 0
| High season Exsess Reactive Energy @ | 0.0589 | 0.0589 | 0.0589 | 0.0589 | 0.0589 | 0.0589 | 0.0589 | 0.0589
| High season Exsess Reactive Cost | 59037.3414 | 0 | 53786.6136 | 48769.1642 | 44714.4432 | 24643.7612 | 0 | 0
Voltage Surcharge
Transmission Surcharge
| Electrification & Rural Sub @ | 0.025 | 0.025 | 0.025 | 0.0309 | 0.0309 | 0.0309 | 0.0309 | 0.0309 | 0.0309
| Electrification & Rural cost | 399765.25 | 0 | 46590.384 | 52189.8361 | 50328.9797 | 51418.0678 | 0 | 0 | 0
| Retail Environmental Levy Charge @ | 0.0197 | 0.0197 | 0.0197 | 0.02 | 0.02 | 0.02 | 0.02 | 0.02 | 0.02
| Retail Environmental Levy Charge | 315015.02 | 0 | 36713.2226 | 33779.8292 | 32575.3914 | 33280.3028 | 0 | 0 | 0
Service
| Total Costs |  |  | 546312.4 | 616258.97 | 608454.79 | 962235.47 | 965180.58
| Energy Cost: c/kWh | 0 | #DIV/0! | 29.3147 | 36.4868 | 37.3567 | 57.8261 | #DIV/0! | #DIV/0! | #DIV/0!
| Calculated Bill | 1876634.642 | 143462.14 | 1073922.6867 | 1001632.5605 | 997181.9554 | 963030.3664 | 1622.23 | 0 | 0
5# | Demand Costs c/KVA | 344845.5476 | 142276.14 | 113866.4992 | 145510.4968 | 147860.5821 | 139192.2159 | 0
| Active Energy Cost c/kWh | 1471438.283 | 0 | 904956.1039 | 805782.9994 | 802984.7001 | 797624.4893 | 0
| Reactive Energy Cost | 59037.3414 | 0 | 53786.6136 | 48769.1642 | 44714.4432 | 24643.7612 | 0
| Normalised Demand ref.All kWh Jan 2010 | 344845.5476 | #DIV/0! | 100207.52 | 132279.9385 | 128868.537 | 120399.7069 | #DIV/0!
| Normalised Actice Energy Costs | 1471438.283 | #DIV/0! | 796401.1148 | 732517.0895 | 699844.8275 | 689936.2444 | #DIV/0!
| Normalised Reactive Energy Costs | 59037.3414 | #DIV/0! | 47334.5821 | 44334.8225 | 38971.0686 | 21316.5772 | #DIV/0!
| % Demand cost ref Jan 2010 | 100% | #DIV/0! | 29.06% | 38.36% | 37.37% | 34.91% | #DIV/0!
| % Active Energy Costs ref Jan 2010 | 100% | #DIV/0! | 54.12% | 49.78% | 47.56% | 46.89% | #DIV/0!
| % Reactive Energy Costs ref Jan 2010 | 100% | #DIV/0! | 80.18% | 75.1% | 66.01% | 36.11% | #DIV/0!
Zandpan Shaft - 7# | Notified Max Demand | 19688 | 19688 | 19688 | 19688 | 19688 | 19688 | 0
| Utilised Capacity | 21605.33 | 21605.33 | 21605.33 | 21605.33 | 21605.33 | 21605.33 | 0
| Energy Consumption Off peak kWh | 2600124.84 | 0 | 2899033.8 | 2705055.36 | 2671415.52 | 2842748.04 | 0
| Energy Consumption Standard kWh | 2027686.32 | 0 | 2220330 | 1939698.84 | 2129962.2 | 2360115.84 | 0
| Energy Consumption Peak kWh | 803825.28 | 0 | 874405.08 | 780778.68 | 864847.44 | 866845.92 | 0
| Energy Consumption All kWh | 5431636.44 | 0 | 5993768.88 | 5425532.88 | 5666225.16 | 6069709.8 | 0
| Off-Peak Demand Consumption | 16834.73 | 0 | 16742.28 | 17697.83 | 17190.96 | 18160.11 | 0
| Std Demand Consumption | 15242.97 | 0 | 14972.22 | 15408.83 | 15366.33 | 15250.25 | 0
| Peak Demand Consumption | 13764.66 | 0 | 14406.28 | 15707.3 | 14790.16 | 11256.59 | 0
| Demand Reading kW/kVA | 16834.73 | 0 | 16742.28 | 17697.83 | 17190.96 | 18160.11 | 0
| Reactive Energy Off Peak | 3219697.44 | 0 | 2190642.28 | 2457720.24 | 1802943.48 | 2088202.68 | 0
| Reactive Energy Standard | 1606823.52 | 0 | 1501128.24 | 1587404.16 | 1351951.8 | 1499770.56 | 0
| Reactive Energy Peak | 637085.16 | 0 | 607848 | 647824.32 | 548337.12 | 471552.36 | 0
| Excess Reactive Energy | 637085.16 | 0 | 0 | 0 | 0 | 1036675.53 | 0
| Standard excess kVArh | 0 | 0 | 1345090.755 | 1668745.76 | 1023780.62 | 1259067.835 | 0
| Peak excess kVArh | 0 | 0 | 853531.99 | 1021658.665 | 730712.825 | 811403.44 | 0
| Excess VArh Total - Calculated |  | 0 | 2198622.745 | 2690404.425 | 1754493.445 | 2070471.275 | 0
| Excess VArh Total (Eskom or Calc) | 637085.16 | 0 | 2198622.745 | 2690404.425 | 1754493.445 | 1036675.53 | 0
| Load Factor |  |  | 78 | 61 | 73 | 76 | 78
| Days |  |  | 31 | 30 | 31 | 30 | 31
| Admin Charge @ rate |  |  | 42.37 | 52.33 | 52.33 | 52.33 | 52.33 | 52.33 | 52.33
| Admin Costs | 1313.47 | 1186 | 1313.47 | 1569.9 | 1622.23 | 1569.9 | 1622.23 | 0 | 0
| TX Network Access Charge @ rate | 2.71 | 2.71 | 2.71 | 3.35 | 3.35 | 3.35 | 3.35 | 3.35 | 3.35
| TX Network Access Cost | 67750 | 58550.4443 | 58550.4443 | 72377.8555 | 72377.8555 | 72377.8555 | 0 | 0 | 0
| Network Access Charge @ Rate | 5.44 | 5.44 | 5.44 | 6.72 | 6.72 | 6.72 | 6.72 | 6.72 | 6.72
| Network Access cost | 136000 | 117532.9952 | 117532.9952 | 145187.8176 | 145187.8176 | 145187.8176 | 0 | 0 | 0
| Network Demand Charge @ rate | 10.31 | 10.31 | 10.31 | 12.73 | 12.73 | 12.73 | 12.73 | 12.73 | 12.73
| Network Demand cost | 157155.0207 | 0 | 154363.5882 | 199953.929 | 195613.3809 | 194135.6825 | 0 | 0 | 0
| Low Season Off-peak Energy Charge @ | [8 empty] | 0
| Low Season Off-peak Energy cost | 0 | 0 | 0 | 0 | 0 |  |  |  | 0
| High Season Off-peak Energy Charge @ | 0.1977 | 0.1977 | 0.1977 | 0.1977 | 0.1977 | 0.1977 | 0.1977 | 0.1977
| High Season Off-peak Energy cost | 514044.6809 | 0 | 573138.9823 | 534789.4447 | 528138.8483 | 562011.2875 | 0 | 0
| Low Season Peak Energy Charge @ | [8 empty] | 0
| Low Season Peak Energy cost | 0 | 0 | 0 | 0 | 0 |  |  |  | 0
| High Season Peak Energy Charge @ | 1.4238 | 1.4238 | 1.4238 | 1.4238 | 1.4238 | 1.4238 | 1.4238 | 1.4238
| High Season Peak Energy cost | 1144486.4337 | 0 | 1244977.9529 | 1111672.6846 | 1231369.7851 | 1234215.2209 | 0 | 0
| Low Season Standard Energy Charge @ | [8 empty] | 0
| Low Season Standard Energy cost | 0 | 0 | 0 | 0 | 0 |  |  |  | 0
| High Season Standard Energy Charge @ | 0.3701 | 0.3701 | 0.3701 | 0.3701 | 0.3701 | 0.3701 | 0.3701 | 0.3701
| High Season Standard Energy cost | 750446.707 | 0 | 821744.133 | 717882.5407 | 788299.0102 | 873478.8724 | 0 | 0
| High season Exsess Reactive Energy | 637085.16 | 0 | 2198622.745 | 2690404.425 | 1754493.445 | 1036675.53 | 0
| High season Exsess Reactive Energy @ | 0.0589 | 0.0589 | 0.0589 | 0.0589 | 0.0589 | 0.0589 | 0.0589 | 0.0589
| High season Exsess Reactive Cost | 37524.3159 | 0 | 129498.8797 | 158464.8206 | 103339.6639 | 61060.1887 | 0 | 0
Voltage Surcharge
Transmission Surcharge
| Electrification & Rural Sub @ | 0.025 | 0.025 | 0.025 | 0.0309 | 0.0309 | 0.0309 | 0.0309 | 0.0309 | 0.0309
| Electrification & Rural cost | 155974.23 | 0 | 149844.222 | 167648.966 | 175086.3574 | 187554.0328 | 0 | 0 | 0
| Retail Environmental Levy Charge @ | 0.0197 | 0.0197 | 0.0197 | 0.02 | 0.02 | 0.02 | 0.02 | 0.02 | 0.02
| Retail Environmental Levy Charge | 122907.69 | 0 | 118077.2469 | 108510.6576 | 113324.5032 | 121394.196 | 0 | 0 | 0
Service
Rebilled Adjustments
| Total Costs |  |  | 1718778.92 | 1938596.5 | 2020576.71 | 3451015.65 | 3667059.58 | 2658205.04 | 2658206.04
| Energy Cost: c/kWh | 0 | #DIV/0! | 28.6761 | 35.731 | 35.66 | 56.8564 | #DIV/0! | #DIV/0! | #DIV/0!
7# | Demand Costs c/KVA | 360905.0207 | 176083.4395 | 330447.0277 | 417519.6021 | 413179.054 | 411701.3556 | 0
| Active Energy Cost c/kWh | 2687859.7416 | 0 | 2907782.5371 | 2640504.2935 | 2836218.5042 | 2978653.6096 | 0
| Reactive Energy Cost | 37524.3159 | 0 | 129498.8797 | 158464.8206 | 103339.6639 | 61060.1887 | 0
| Normalised Demand ref.All kWh Jan 2010 | 360905.0207 | #DIV/0! | 290807.8968 | 379556.5853 | 360108.0117 | 356117.0587 | #DIV/0!
| Normalised Actice Energy Costs | 2687859.7416 | #DIV/0! | 2558976.3351 | 2400416.1432 | 2471918.6424 | 2576501.9911 | #DIV/0!
| Normalised Reactive Energy Costs | 37524.3159 | #DIV/0! | 113964.7014 | 144056.389 | 90066.1361 | 52816.379 | #DIV/0!
| % Demand cost ref Jan 2010 | 100% | #DIV/0! | 80.58% | 105.2% | 99.78% | 98.67% | #DIV/0!
| % Active Energy Costs ref Jan 2010 | 100% | #DIV/0! | 95.2% | 89.31% | 91.97% | 95.86% | #DIV/0!
| % Reactive Energy Costs ref Jan 2010 | 100% | #DIV/0! | 303.7% | 383.9% | 240% | 140.8% | #DIV/0!
Note on E1: Chris.T: Tariff Changed
Note on B9: DRA: Network access kVa
Note on B48: DRA: Rate rebalance levy
Note on B49: DRA: Rate rebalance levy
Note on B81: DRA: Network access kVa
Note on B120: DRA: Rate rebalance levy
Note on B121: DRA: Rate rebalance levy
Note on B149: DRA: Network access kVa
Note on B188: DRA: Rate rebalance levy
Note on B189: DRA: Rate rebalance levy

## Demand
|  | 2010-01-10 | 2010-02-10 | 2010-03-10 | 2010-04-10 | 2010-05-10 | 2010-06-10 | 2010-07-10 | 2010-08-10 | 2010-09-10 | 2010-10-10 | 2010-11-10 | 2010-12-10
Hartebeest Vent -3# | 12.73
Notified Max Demand | 4500 | 4500 | 4500 | 4500 | 4500 | 4500 | 0 | 4500 | x | 0 | 0 | 0 | 0
Off-Peak Demand Consumption | 2281.11 | 0 | 2326.23 | 2326.52 | 2375.29 | 2465.77 | 0 | 1998.72 |  | 0 | 0 | 0 | 0
Std Demand Consumption | 2336.35 | 0 | 2379.92 | 2359.12 | 2436.35 | 2540.73 | 0 | 2106 |  | 0 | 0 | 0 | 0
Peak Demand Consumption | 2331.84 | 0 | 2366.32 | 2363.68 | 2458.16 | 2516.36 | 0 | 2121.84 |  | 0 | 0 | 0 | 0
Demand Reading kW/kVA | 2336.35 | 0 | 2379.92 | 2363.68 | 2458.16 | 2540.73 | 0 | 2121.84 |  | 0 | 0 | 0 | 0
Hartebeest Shaft - 4#
Notified Max Demand | 0 | 0 | 0 | 0 | 3037 | 3037 | 0 | 0 | 0 | 0 | 0 | 0 | 0
Off-Peak Demand Consumption | 0 | 0 | 0 | 0 | 2237.93 | 2475.31 | 0 | 0 | 0 | 0 | 0 | 0 | 0
Std Demand Consumption | 0 | 0 | 0 | 0 | 3035.22 | 3342.05 | 0 | 0 | 0 | 0 | 0 | 0 | 0
Peak Demand Consumption | 0 | 0 | 0 | 0 | 3020.96 | 3047.24 | 0 | 0 | 0 | 0 | 0 | 0 | 0
Demand Reading kW/kVA | 0 | 0 | 0 | 0 | 3035.22 | 3342.05 | 0 | 0 | 0 | 0 | 0 | 0 | 0
Zandpan Shaft - 6#
Notified Max Demand | 19688 | 19688 | 19688 | 19688 | 19688 | 19688 | 0 | 19688 | 0 | 0 | 0 | 0 | 0
Off-Peak Demand Consumption | 16834.73 | 0 | 16742.28 | 17697.83 | 17190.96 | 18160.11 | 0 | 17707.04 | 0 | 0 | 0 | 0 | 0
Std Demand Consumption | 15242.97 | 0 | 14972.22 | 15408.83 | 15366.33 | 15250.25 | 0 | 15161.98 | 0 | 0 | 0 | 0 | 0
Peak Demand Consumption | 13764.66 |  | 14406.28 | 15707.3 | 14790.16 | 11256.59 | 0 | 13463.71 | 0 | 0 | 0 | 0 | 0
Demand Reading kW/kVA | 16834.73 |  | 16742.28 | 17697.83 | 17190.96 | 18160.11 | 0 | 17707.04 | 0 | 0 | 0 | 0 | 0
Demand Diffs | 1591.76 | 0 | 1770.06 | 1990.53 | 1824.63 | 2909.86 | 0 | 2545.06 | 0 | 0 | 0 | 0 | 0
Refundable | 20263.1048 | 0 | 22532.8638 | 25339.4469 | 23227.5399 | 37042.5178 | 0 | 32398.6138 | 0 | 0 | 0 | 0 | 0 | YTD | 160804.087
Hartebeest Five - 5#
Notified Max Demand | 8000 | 8000 | 8000 | 8000 | 8000 | 8000 | 0 | 8000 | 0 | 0 | 0 | 0 | 0
Off-Peak Demand Consumption | 5290.63 | 0 | 5195.45 | 5160.52 | 4936.64 | 4992.53 | 0 | 4816.6 | 0 | 0 | 0 | 0 | 0
Std Demand Consumption | 4640.96 | 0 | 4720.32 | 5102.16 | 4747.89 | 4605.83 | 0 | 4520.96 | 0 | 0 | 0 | 0 | 0
Peak Demand Consumption | 4524.07 | 0 | 4685.98 | 4940.81 | 5286.77 | 3567.49 | 0 | 3965.32 | 0 | 0 | 0 | 0 | 0
Demand Reading kW/kVA | 5290.63 | 0 | 5195.45 | 5160.52 | 5286.77 | 4992.53 | 0 | 4816.6 | 0 | 0 | 0 | 0 | 0
Demand Diffs | 649.67 | 0 | 475.13 | 58.36 | 0 | 386.7 | 0 | 295.64 | 0 | 0 | 0 | 0 | 0
Refundable | 8270.2991 | 0 | 6048.4049 | 742.9228 | 0 | 4922.691 | 0 | 3763.4972 | 0 | 0 | 0 | 0 | 0
Note on E1: Chris.T: Tariff Changed